## Key Comparisons
CCQM KEY COMPARISONS
Date updated | 2022-10-05
WG | Reference No. | Description | Coordinating Laboratory | Start date | Status | Comments | Can be used for CMC review?
GAWG | BIPM.QM-K1 | Ozone at ambient level | BIPM | 2006 | Approved for Equivalence |  | Yes
OAWG | SIM.QM-K1 | Ethanol in Aqueous Matrices | INMETRO | 2009 | Report in progress Draft B |  | Yes
GAWG | CCQM-K1.a | CO in N2 | VSL | 1998 | Approved for Equivalence |  | No
| COOMET.QM-K1.a | CO in N2 | VNIIM | 2008 | Approved for Equivalence |  | No
GAWG | CCQM-K1.b | CO2 in N2 | VSL | 1998 | Approved for Equivalence |  | No
GAWG | CCQM-K1.c | NO in N2 | VSL | 1998 | Approved for Equivalence |  | No
| EUROMET.QM-K1.c | NO in N2 | VSL | 2002 | Approved for Equivalence |  | No
| APMP.QM-K1c | NO in N2 | KRISS | 2005 | Approved for Equivalence |  | No
GAWG | CCQM-K1.d | SO2 in N2 | VSL | 1998 | Approved for Equivalence |  | No
| APMP.QM-K1d | SO2 in N2 | NMIJ | 2005 | Approved for Equivalence |  | No
GAWG | CCQM-K1.e,f,g | Natural gases (Types 1,2,3) | VSL | 1998 | Approved for Equivalence |  | No
IAWG | CCQM-K2 | Cd and Pb in natural water | IRMM | 1998 | Approved for Equivalence |  | Yes
GAWG | CCQM-K3 | CO, CO2, propane in N2 | VSL | 1998 | Approved for Equivalence |  | No
| APMP.QM-K3 | CO, CO2, propane in N3 | KRISS | 2000 | Approved for Equivalence |  | No
| EUROMET.QM-K3 | CO, CO2, propane in N4 | VSL | 2000 | Approved for Equivalence |  | No
| COOMET.QM-K3 | CO, CO2, propane in N5 | VNIIM | 2005 | Approved for Equivalence |  | No
| CCQM-K3.2019 | CO, CO2, propane in N2 | VSL | 2019 | In progress |  | No
| EURAMET.QM-K3.2019 | CO, CO2, propane in N2 | VSL | 2019 | In progress |  | No
GAWG | CCQM-K4 | Ethanol in air | NPL | 1999 | Approved for Equivalence |  | No
| APMP.QM-K4 | Ethanol in air | NMIJ | 2000 | Approved for Equivalence |  | No
| APMP.QM-K4.1 | Ethanol in air | NMIJ | 2005 | Approved for Equivalence |  | No
| EUROMET.QM-K4 | Ethanol in air | NPL | 2000 | Approved for Equivalence |  | No
| EUROMET.QM-K4.1 | Ethanol in air | VSL | 2009 | Approved for Equivalence |  | No
OAWG | CCQM-K5 | p,p´-DDE in Fish oil | LGC | 1999 | Approved for Equivalence |  | Yes
OAWG | CCQM-K6 | Cholesterol in serum | NIST | 1999 | Approved for Equivalence |  | Yes
OAWG | CCQM-K6 Subsequent | Cholesterol in serum | NIST | 2001 | Approved for Equivalence | Subsequent comparison | Yes
OAWG | CCQM-K6.2 | Cholesterol in serum (subsequent comparison) | NIST | 2012 | Approved for Equivalence |  | Yes
GAWG | CCQM-K7 | Benzene/toluene/xylene (BTX) in N2/Air | NIST | 1999 | Approved for Equivalence |  | No
IAWG | CCQM-K8 | Elemental solution standards (Al,Cu,Fe,Mg) | EMPA/LNE | 1999 | Approved for Equivalence |  | Yes
EAWG | CCQM-K9 | pH 7.0 (Phosphate) | PTB | 1999 | Approved for Equivalence |  | Yes
EAWG | CCQM-K9 Subsequent (CCQM-K9.1) | pH 7.0 (Phosphate) PTB-SMU Bilat. | PTB | 2001 | Approved for Equivalence |  | Yes
EAWG | CCQM-K9.2 | Phosphate buffer solution; nominal value pH= 6.9 | PTB | 2006 | Approved for Equivalence | Subsequent to CCQM-K9 | Yes
| APMP.QM-K9 | pH 7.0 (Phosphate) | NMIJ | 2009 | Approved for Equivalence |  | Yes
GAWG | CCQM-K10 | BTX in N2 (low conc 10-30 ppb) | NIST/NPL | 2001 | Approved for Equivalence |  | No
| CCQM-K10.2018 | BTEX 5 nmol/mol in Nitrogen, 6 components (B,T,EB,o-,m-,p-X) | NIST | 2018 | Draft B |  | No
OAWG | CCQM-K11 | Glucose in serum | NIST | 2001 | Approved for Equivalence |  | Yes
OAWG | CCQM-K11.1 | Glucose in Serum (subsequent comparison) | KRISS | 2005 | Approved for Equivalence | Subsequent comparison | Yes
OAWG | CCQM-K11.2 | Glucose in Serum (subsequent comparison) | NIST | 2012 | Approved for Equivalence |  | Yes
OAWG | CCQM-K12 | Creatinine in serum | NIST | 2001 | Approved for Equivalence |  | Yes
OAWG | CCQM-K12.1 | Creatinine in Serum (subsequent comparison) | KRISS | 2005 | Approved for Equivalence | Subsequent comparison | Yes
| EURAMET.QM.K12 | Creatinine in serum | LGC | 2010 | Approved for Equivalence |  | Yes
OAWG | CCQM-K12.2 | Creatinine in Serum (subsequent comparison) | NIST | 2012 | Approved for Equivalence |  | Yes
IAWG | CCQM-K13 | Pb/Cd in Sediments | IRMM | 2000 | Approved for Equivalence |  | Yes
IAWG | CCQM-K13.1 | Pb/Cd in Sediments | NIST | 2000 | Approved for Equivalence |  | Yes
IAWG | CCQM-K14 | Ca in Serum | IRMM | 2003 | Approved for Equivalence |  | Yes
GAWG | CCQM-K15 | SF6, CFCs - emission levels | KRISS | 2003 | Approved for Equivalence | Run in parallel to CCQM-P51 | Yes
GAWG | CCQM-K16.a | Natural Gas (Types IV)) | BAM/VSL | 2001 | Approved for Equivalence | Run in parallel to CCQM-P49.a | No
GAWG | CCQM-K16.b | Natural Gas (TypesV)) | BAM/VSL | 2001 | Approved for Equivalence | Run in parallel to CCQM-P49.b | No
| EUROMET.QM-K16 | Natural Gas | VSL | 2012 | Code changed to EURAMET.QM-S9 in 2014
EAWG | CCQM-K17 | pH 4.1 (Phthalate) | PTB | 2001 | Approved for Equivalence |  | Yes
| EUROMET.QM-K17 | pH 4.1 (Phthalate) | PTB | 2004 | Approved for Equivalence |  | Yes
EAWG | CCQM-K17.1 | pH 4.1 (Phthalate) | PTB | 2010 |  | Identifier changed to CCQM-K91
EAWG | CCQM-K18 | pH 10.1(Carbonate) | SMU | 2006 | Approved for Equivalence |  | Yes
EAWG | CCQM-K18.1 | pH 10.1(Carbonate)-subsequent | SMU | 2007 | Approved for Equivalence | Subsequent to CCQM-K18 | Yes
EAWG | CCQM-K18.2016 | pH 10.1 (Carbonate) | NIST | 2016 | Approved for Equivalence |  | Yes
EAWG | APMP.QM-K18.2016 | pH 10.1 (Carbonate) | NMIJ | 2019 | Approved for Equivalence |  | Yes
EAWG | CCQM-K19 | pH 9.2 (Borate) | PTB | 2004 | Approved for Equivalence |  | Pilot Studies
EAWG | CCQM-K19.1 | pH 9.2 (Borate) | PTB | 2009/10 | Approved for Equivalence |  | Yes
| APMP.QM-K19 | pH 9.2 (Borate) | NMIJ | 2013 | Approved for Equivalence | parallel to APMP.QM-P25 | Yes
EAWG | CCQM-K19.2018 | pH 9.2 (Borate) | NMIJ/VNIIFTRI | 2019 | Draft B | Repeat of CCQM-K19 | Yes
| CCQM-K19.2018.1 | pH 9.2 (Borate) | NMIJ/VNIIFTRI | 2021 | in progress | Subsequent to CCQM-K19.2018
EAWG | CCQM-K20 | pH 1.7 (Tetroxalate) | NIST | 2007 | Approved for Equivalence |  | Yes
OAWG | CCQM-K21 | p,p’-DDT in Fish Oil | LGC | 2000 | Approved for Equivalence |  | Yes
GAWG | CCQM-K22 | VOCs in Air | NMIJ | 2003 | Approved for Equivalence | Run in parallel to CCQM-P71 | No
GAWG | CCQM-K23.a | Natural Gas (Repeat) /LPG (Type I) | VSL | 2004 | Approved for Equivalence |  | No
GAWG | CCQM-K23.b | Natural Gas (Repeat) /LPG (Type II) | VSL | 2004 | Approved for Equivalence |  | No
| COOMET.QM-K23.b | Natural Gas (Repeat) /LPG (Type II) | VNIIM | 2008 | Approved for Equivalence |  | No
GAWG | CCQM-K23.c | Natural Gas (Repeat) /LPG (Type III) | VSL | 2004 | Approved for Equivalence |  | No
IAWG | CCQM-K24 | Cd in Rice | IRMM | 2001 | Approved for Equivalence | Run in parallel to CCQM-P29 | Yes
OAWG | CCQM-K25 | PCBs in sediments (PCBs 28,101,153,170) | NIST/NRC | 2001 | Approved for Equivalence |  | Yes
GAWG | CCQM-K26.a | Reactive gases-ambient levels - NO in N2 | NPL | 2003 | Approved for Equivalence | Run in parallel to CCQM-P50.a | Yes
| EUROMET.QM-K26 | Reactive gases-ambient levels - NO in N2 | NPL | 2012 | Approved for Equivalence |  | Yes
GAWG | CCQM-K26.b | Reactive gases-ambient levels - SO2 in Air | NPL | 2003 | Approved for Equivalence | Run in parallel to CCQM-P50.b | Yes
GAWG | CCQM-K26.b.2019 | Reactive gases-ambient levels - SO2 in Air | NPL | 2019 | In progress
OAWG | CCQM-K27.a | Ethanol in aqueous matrix (for. level 1ppm) | LGC/BAM | 2002 | Approved for Equivalence |  | Yes
OAWG | CCQM-K27.a.Subsequent (CCQM-K27.1) | Ethanol in aqueous matrix (for. level 1ppm) | NIST | 2003 | Approved for Equivalence | Subsequent study; Run in parallel with SIM pilot study | Yes
OAWG | CCQM-K27.b | Ethanol in aqueous matrix (commod. level 100 ppm) | LGC/BAM | 2002 | Approved for Equivalence |  | Yes
OAWG | CCQM-K27.2 | Ethanol in aqueous matrix (subsequent) | NIST | 2006 | Approved for Equivalence | Subsequent comparison | Yes
OAWG | AFRIMETS.QM-K27 | Ethanol in water | NMISA | 2011 | Approved for Equivalence |  | Yes
QAWG | SIM.QM-K27 | Ethanol in aqueous matrix | Inmetro | 2016 | Approved for Equivalence |  | Yes
OAWG | SIM.QM-K27.2019 | Ethanol in aqueous matrix | CENAM/INMETRO | 2019 | Measurements completed | Run in parrallel with SIM.QM-P209 | No
IAWG | CCQM-K28 | TriButylTin in sediment | LGC/NRC | 2003 | Approved for Equivalence |  | Yes
IAWG | CCQM-K29 | Anions in Calibration Solutions | EMPA | 2003 | Approved for Equivalence |  | Yes
IAWG | CCQM-K29.1 | Anions in Calibration Solutions | SMU |  | Approved for Equivalence | SMU/CENAM bilateral | Yes
IAWG | CCQM-K30 | Pb in wine | LGC | 2006 | Approved for Equivalence | Run in parallel to CCQM-P12.1 | Yes
IAWG | CCQM-K30.1 | Pb in wine | Fundacion Chile | 2009 | Approved for Equivalence | Run in parallel to CCQM-P12.2 | Yes
IAWG | CCQM-K31 | As in Fish or Shellfish | NIST | 2002 | Approved for Equivalence |  | Yes
SAWG | CCQM-K32 | SiO2 on Si Film Thickness | NPL | 2005 | Approved for equivalence | Run in parallel to CCQM-P84 | yes
IAWG | CCQM-K33 | Minor Elements in Steel | NMIJ/NIST/BAM | 2003 | Approved for Equivalence | Run in parallel to CCQM-P56 | Yes
EAWG/IAWG | CCQM-K34 | Assay of Potassium hydrogen phthalate (KHP) | SMU | 2003 | Approved for Equivalence |  | Yes
EAWG/IAWG | CCQM-K34.1 | Assay of Potassium hydrogen phthalate (KHP) | SMU | 2005 | Approved for Equivalence | BAM/SMU bilateral comparison | Yes
EAWG/IAWG | CCQM-K34.2 | Assay of Potassium hydrogen phthalate (KHP) | SMU | 2008 | Approved for Equivalence | UNIIM/SMU bilateral comparison +INMETRO | Yes
EAWG/IAWG | CCQM-K34.2016 | Assay of Potassium hydrogen phthalate (KHP) | NIM | 2017 | Approved for Equivalence |  | Yes
EAWG/IAWG | CCQM-K34.2016.1 | Assay of Potassium hydrogen phthalate (KHP) | NIM | 2019 | Approved for Equivalence | Subsequent to CCQM-K34.2016 | Yes
IAWG | CCQM-K35 | Sulfur in Fuels (lower levels) | NIST | 2003 | Approved for Equivalence | Run in parrallel to CCQM-P26.1 | Yes
EAWG | CCQM-K36.a | Electrolytic Conductivity (0.5 S/m) | DFM | 2005 | Approved for Equivalence |  | Yes
EAWG | CCQM-K36.b | Electrolytic Conductivity (0.005 S/m) | DFM | 2005 | Approved for Equivalence |  | Yes
EAWG | CCQM-K36.1 | Electrolytic Conductivity - Subsequent | DFM | 2007 | Approved for Equivalence | Subsequent to CCQM-K36 | Yes
EAWG | CCQM-K36.2016 | Electrolytic Conductivity | PTB | 2016 | Approved for Equivalence |  | Yes
| COOMET QM-K36 | Electrolytic Conductivity (0.5 S/m) | UkrMetrTestStandard | 2011 | Approved for Equivalence |  | Yes
OAWG | CCQM-K37 | VOCs in organic solvents | NIST/KRISS |  |  | ABANDONED
OAWG | CCQM-K38 | PAHs in Solution | NIST | 2004 | Approved for Equivalence | Run in parallel to CCQM-P31.a.1 | Yes
OAWG | CCQM-K39 | Chorinated Pesticides in Solution | NIST | 2004 | Approved for Equivalence | Run in parallel to CCQM-P31.c.1 | Yes
OAWG | CCQM-K40 | PCB Congeners in Solution | NIST | 2004 | Approved for Equivalence | Run in parallel to CCQM-P31.b.1 | Yes
GAWG | CCQM-K41 | H2S in Nitrogen | NIST | 2004 | Approved for Equivalence |  | No
| CCQM-K41.2017 | H2S in Nitrogen (10 μmol/mol) | KRISS | 2017 | Approved for Equivalence |  | Yes
GAWG | APMP.QM-K41 | H2S in Nitrogen | KRISS | 2009 | Approved for Equivalence |  | No
IAWG | CCQM-K42 | Consitutents of an aluminium alloy | BAM | 2004 | Approved for Equivalence | Run in parallel to CCQM-P34.1 | Yes
IAWG | CCQM-K43 | Methyl-mercury in salmon fish | IRMM | 2004 | Approved for Equivalence | Run in parallel to CCQM-P39.1 | Yes
IAWG | CCQM-K43.1 | As, Hg, Se and methylmercury content in marine fish | NMIJ | 2005 | Approved for Equivalence | Run in parallel to CCQM-P96 | Yes
IAWG | CCQM-K44 | Trace metals in sewage sludge | IRMM | 2004 | Approved for Equivalence | Run in parallel to CCQM-P70, EUROMET 784 and IMEP | Yes
IAWG | CCQM-K45 | Toxic Metals in Food (Tin in Tomato Paste) | LGC | 2005 | Approved for Equivalence | Run in parallel to CCQM-P72 | Yes
GAWG | CCQM-K46 | Ammonia in nitrogen | Nmi | 2005 | Approved for Equivalence |  | No
| APMP.QM-K46 | Ammonia in nitrogen | CERI | 2011 | Approved for Equivalence |  | No
GAWG | CCQM-K84 | Ambient Carbon Monoxide | KRISS | 2010 | Approved for Equivalence | Run in paralllel to CCQM-P176 | Yes
OAWG | CCQM-K47 | VOCs in solution | CENAM/NIST | 2006 | Approved for Equivalence | Run in parallel to CCQM-P61.1 | Yes
EAWG / IAWG | CCQM-K48 | Assay of KCl | NIM | 2007/8 | Approved for Equivalence |  | Yes
EAWG / IAWG | CCQM-K48.2014 | Assay of KCl | NIM | 2014 | Approved for Equivalence | Originally numbered as CCQM-K114 | Yes
IAWG | CCQM-K49 | Toxic and essential elements in bovine liver | NIST | 2006 | Approved for Equivalence | Run in parallel to CCQM-P85 | Yes
OAWG | CCQM-K50 | PAHs in Soils/Sediments/Particulates (.a Soil; .b Particulate) | CENAM/BAM | 2006 | Approved for Equivalence | Run in parallel to CCQM-P69.1 | Yes
GAWG | CCQM-K51 | Track A, CO in nitrogen (5 µmol/mol) | NMISA | 2006 | Approved for Equivalence |  | Yes
GAWG | CCQM-K52 | Track A, CO2 in air (360 - 400 ppm) | VSL | 2006 | Approved for Equivalence |  | Yes
GAWG | CCQM-K53 | Track A, O2 in nitrogen- preparative capabilities | KRISS | 2006 | Approved for Equivalence |  | Yes
| APMP.QM-K53 | O2 in nitrogen- preparative capabilities | KRISS | 2011 | Approved for Equivalence |  | Yes
GAWG | CCQM-K54 | n-Hexane in methane - preparative capabilities | VSL | 2006 | Approved for Equivalence |  | Yes
OAWG | CCQM-K55.a | Purity assessment of high purity organic materials: (17β-Estradiol) | BIPM | 2008-2009 | Approved for Equivalence | Run in parallel to CCQM-P117.a | Yes
OAWG | CCQM-K55.b | Purity assessment of high purity organic materials: Aldrin | BIPM | 2010 | Approved for Equivalence | Run in parallel to CCQM-P117.b | Yes
OAWG | CCQM-K55.c | Purity assessment of high purity organic materials: L-valine | BIPM | 2011 | Approved for Equivalence | Run in parallel to CCQM-P117.c | Yes
OAWG | CCQM-K55.d | Purity assessment of high purity organic materials: Folic Acid | BIPM | 2015 | Approved for Equivalence | Run in parallel to CCQM-P117.d | Yes
IAWG | CCQM-K56 | Trace elements in Soybean powder | NIM | 2006 | Approved for Equivalence | Run in parallel to CCQM-P64.1 | Yes
IAWG | CCQM-K57 | Chemical composition of clay | CENAM | 2006 | Approved for Equivalence | Run in parallel to CCQM-P65.1 | Yes
IAWG | CCQM-K58 | Nitrogen and trace elements in silicon nitride powder | NMIJ/BAM | 2006 | Approved for Equivalence | Run in parallel to CCQM-P74.1 | Yes
IAWG | CCQM-K59 | Determination of nitrite and nitrate in calibration solutions and natural water | SMU/NRC | 2006-2007 | Approved for Equivalence | Run in parallel to CCQM-P89 | Yes
IAWG | CCQM-K60 | Total Se and Se speciation analysis of Se-rich wheat flour | LGC/NRC | 2008 | Approved for Equivalence | Run in parallel to CCQM-P86.1 | Yes
BAWG | CCQM-K61 | Quantitative PCR | NIST/LGC | 2007 | Approved for Equivalence | Comnpleted , uploaded onto KCDB | Yes
OAWG | CCQM-K62 | Nutrients in Infant/Adult Formula: Vitamins | NIST | 2007-2008 | Approved for Equivalence | Run in parallel to CCQM-P78.1 | Yes
OAWG | CCQM-K63.a | Non-Peptide Hormones in Serum: Cortisol | NIST | 2007-2008 | Approved for Equivalence |  | Yes
OAWG | CCQM-K63.b | Non-Peptide Hormones in Serum: Progesterone | NIST | 2007-2008 | Approved for Equivalence |  | Yes
IAWG | CCQM-K64 | Analysis of a copper alloy | BAM | 2007 | Approved for Equivalence |  | Yes
GAWG | CCQM-K65 | Mercaptans in methane | VNIIM | 2008 | Approved for Equivalence |  | Yes
GAWG | CCQM-K66 | Purity analysis | NMIJ | 2008 | Approved for Equivalence |  | Yes
SAWG | CCQM-K67 | Quantitative analysis of Fe-Ni alloy | KRISS | 2008 | Approved for Equivalence | Run in parallel to CCQM-P108 | Yes
GAWG | CCQM-K68 | N2O at ambient levels | KRISS | 2008 | Approved for Equivalence |  | Yes
GAWG | CCQM-K68.2019 | N2O at ambient levels | BIPM/KRISS | 2019 | Draft A | Run in parallel with CCQM-P206
OAWG | CCQM-K69 | Anabolic steroids in urine: Testosterone glucuronide | NMIA | 2008 | Approved for Equivalence | Run in parallel with TG study part of CCQM-P115 Anabolic steroids in urine: Testosterone glucuronide and epitestosterone glucuronide | Yes
IAWG | CCQM-K70 | Determination of low levels of Hg in natural water | PTB/BAM/LNE | 2008 | Approved for Equivalence | Run in parallel to CCQM-P100.3 | Yes
GAWG | CCQM-K71 | Multi-component gas stack emissions | VSL | 2008 | Approved for Equivalence | Run in parallel to CCQM-P117 | Yes
IAWG | CCQM-K72 | Purity of Zn | BAM | 2008-2009 | Approved for Equivalence | Run in parallel to CCQM-P107.1 | Yes
EAWG / IAWG | CCQM-K73 | Assay of HCl | NIST | 2009 | Approved for Equivalence | Run in parallel to CCQM-P19.2 | Yes
EAWG | CCQM-K73.2018 | Assay of HCl | PTB | 2019 | Approved for Equivalence | Subsequent to CCQM K73 | Yes
EAWG | CCQM-K73.2018.1 | Assay of HCl | PTB | 2021 | planned | Subsequent to CCQM K73.2018
GAWG | CCQM-K74 | Nitrogen dioxide 10 µmol/mol | BIPM | 2010 | Approved for Equivalence | Run in parallel to CCQM-P110 | Yes
| CCQM-K74.2018 | NO2 in Nitrogen (10 μmol/mol) | BIPM | 2018 | Approved for Equivalence | (1) Re-registered as CCQM-K74.2018; and (2) run in parallel with CCQM-P172 | Yes
IAWG | CCQM-K75 | Toxic metals in algae | IAEA | 2009 | Approved for Equivalence | Run in parallel to CCQM-P118 | Yes
GAWG | CCQM-K76 | Track A, SO2 in nitrogen (100 μmol/mol) | NIST | 2009 | Approved for Equivalence |  | Yes
| COOMET.QM-K76 | SO2 in nitrogen (100 μmol/mol) | VNIIM | 2011 | Approved for Equivalence |  | Yes
GAWG | CCQM-K77 | Synthetic refinery gas | VSL | 2009 | Approved for Equivalence |  | Yes
OAWG | CCQM-K78.a | Polar Analytes in a Multicomponent Aqueous Solution: Mass Fraction of Amino Acids in acidic solution | BIPM | 2016 | Approved for Equivalence | Run in parallel to CCQM-P121.a | Yes
OAWG | CCQM-K79 | Comparison of value assignment of CRMs and PT materials: Ethanol in aqueous matrices | BAM/LGC | 2010 | Approved for Equivalence | Run in parallel to CCQM-P139 | Yes
OAWG | CCQM-K80 | Comparison of value assignment of CRMs and PT materials: Creatinine in serum | NIST | 2010 | Approved for Equivalence |  | Yes
OAWG | CCQM-K81 | Chloramphenicol as residue in pig muscle | PTB/BVL | 2009 | Approved for Equivalence | Run in parallel to CCQM-P122 | Yes
GAWG | CCQM-K82 | Track A, Methane in air | BIPM | 2009 | Approved for Equivalence |  | Yes
GAWG | CCQM-K83 | Halocarbons in air | NIST | 2011 | Approved for Equivalence | Run in paralllel to CCQM-P151 | Yes
GAWG | CCQM-K84 | Ambient Carbon Monoxide | KRISS | 2010 | Draft B available | Run in paralllel to CCQM-P176 | Yes
OAWG | CCQM-K85 | Antifungals in Food: Malachite green in fish tissue (fresh-frozen salmon) | LGC | 2010 | Approved for Equivalence | Run in parallel to CCQM-P88.1 | Yes
BAWG | CCQM-K86 | Relative quantification of genomic DNA fragments extracted from a biological tissue | IRMM | 2010 | Approved for Equivalence | Completed , uploaded onto KCDB. Supports limited scope CMC statement. (Run in parallel with CCQM-P113.1) | YES
NAWG | CCQM-K86.b | Relative quantification of Bt63 in GM rice matrix sample | NIMC / GLHK | 2015 | Study complete. Report Draft A discussed & KCRV agreed October 2016. Draft B report agreed April 2017 submitted to KCDB following minor ammendments requested on CCQM WG Chair review.Available on KCDB. Will be published in Metrologia | Run in parallel to CCQM-P113.3 | Yes
NAWG | CCQM-K86.c | Relative quantification of genomic DNA fragments extracted from high oil matrix (OSR/canola) | NRC/IRMM | 2016 | Study complete. Preliminary results discussed April 2017.KCRV determined & Draft B report agreed. Approval for CMC review April 2018. Final report minor ammendments in progress - prior to submission to KCDB | Run in parallel to CCQM-P113.4 | Yes
NAWG | CCQM-K86.d | Quantification (and fractional abundance) of genomic DNA extracted from a protein matrix | UME/NIMT | 2021 | In Progress | Run in parallel to CCQM-P113.5
IAWG | CCQM-K87 | Elemental calibration solutions | PTB | 2010 | Approved for Equivalence | Run in paralllel to CCQM-P124 | Yes
IAWG | CCQM-K88 | Pb in lead free solder | NMIJ/NIM/KRISS | 2010 | Approved for Equivalence | Run in paralllel to CCQM-P125 | Yes
IAWG | CCQM-K89 | Trace and essential elements in Herba Ecliptae | GLHK | 2010 | Approved for Equivalence | Run in paralllel to CCQM-P126 | Yes
GAWG | CCQM-K90 | Formaldehyde in air | BIPM | 2010 | Approved for Equivalence |  | Yes
GAWG | APMP.QM-K90 | Formaldehyde in nitrogen | NMIJ/KRISS | 2018 | In progress
EAWG | CCQM-K91 | pH of phthalate buffer (pH~4) | PTB | 2011 | Approved for Equivalence |  | Yes
EAWG | CCQM-K91.2022 | pH of phthalate buffer (pH~4) | PTB | 2022 | Approved for Equivalence | Subsequent to CCQM K91
| SIM.QM-K91 | pH of phthalate buffer (pH~4) | INMETRO | 2014 | Approved for Equivalence |  | Yes
| APMP.QM-K91 | pH of phthalate buffer (pH~4) | NMIJ | 2015 | Approved for Equivalence |  | Yes
EAWG | CCQM-K92 | electrolytical conductivity (20 and 0.05 S/m) | SMU | 2011 | Approved for Equivalence |  | Yes
| SIM.QM-K92 | electrolytical conductivity (0.05 S/m) | INMETRO | 2013 | Approved for Equivalence |  | Yes
GAWG | CCQM-K93 | Ethanol in nitrogen or air (preparative) | NPL | 2011 | Approved for Equivalence |  | Yes
| COOMET.QM-K93 | Ethanol in nitrogen or air (preparative) | VNIIM | 2014 | Approved for Equivalence |  | Yes
GAWG | CCQM-K94 | DMS (Di-methyl sulphide) in nitrogen | KRISS | 2011 | Approved for Equivalence |  | Yes
OAWG | CCQM-K95 | Organochlorine pesticides in tea | GLHK/NIM | 2011 | Approved for Equivalence | Run in parallel to CCQM-P136 | Yes
OAWG | CCQM-K95.1 | PAHs in tea | NIST | 2014 | Approved for Equivalence | Repeat of K95 Tack A comparison | Yes
EAWG/IAWG | CCQM-K96 | Assay of Potassium dichromate | SMU/KRISS | 2011 | Approved for Equivalence |  | Yes
EAWG/IAWG | CCQM-K96.1 | Amount content of potassium dichromate | KRISS | 2013 | Approved for Equivalence | Bilateral comparison | Yes
IAWG | CCQM-K97 | Arsenobetaine in solution and fish | NMIJ/NIM | 2011 | Approved for Equivalence | Run in parallel to CCQM-P133 | Yes
IAWG | CCQM-K98 | Isotopic composition of Pb in solution and in bronze | BAM | 2011 | Approved for Equivalence | Run in parallel to CCQM-P134 | Yes
EAWG | CCQM-K99 | pH of phosphate buffer (pH 7.5) | PTB | 2014 | Approved for Equivalence |  | Yes
IAWG | CCQM-K100 | Copper in bioethanol | INMETRO | 2011 | Approved for Equivalence | Run in parallel to CCQM-P127 | Yes
GAWG | CCQM-K101 | Oxygen in nitrogen at 10 umol/mol | NIM | 2011 | Approved for Equivalence |  | Yes
OAWG | CCQM-K102 | Non-polar Analytes in Abiotic Matrix: Brominated flame retardants in sediment | IRMM | 2013 | Approved for Equivalence | Run in parallel to CCQM-P138 | Yes
OAWG | CCQM-K103 | Melamine in Milk Powder | NIM/GLHK | 2012 | Approved for Equivalence | Run in parallel with CCQM-P145 | Yes
OAWG | CCQM-K104 | Purity assessment of high purity organic materials: Avermectin | NIM | 2013 | Approved for Equivalence | Run in parallel with CCQM-P141 | Yes
EAWG | CCQM-K105 | Conductivity (seawater sample, ca 5 S/m) | INRIM | 2012 | Approved for Equivalence |  | Yes
IAWG | CCQM-K106 | Pb, As and Hg in cosmetic material | NIM | 2013 | Draft B report in progress | Run in parallel with CCQM-P128.1 | Yes
IAWG | CCQM-K107 | Elements and Se speciation in human serum | LGC | 2012 | Approved for Equivalence | Run in parallel with CCQM-P146 | Yes
IAWG | CCQM-K108 | Determination of arsenic species, total arsenic and cadmium in brown rice flour | NMIJ | 2013 | Approved for Equivalence | Run in parallel with CCQM-P147. Approved for CMCs only for total As and Cd; speciation to be repeated. | Yes - for total As and Cd | BIPM is in process of adding results to the KCDB
IAWG | CCQM-K108.2014 | Determination of arsenic species and total arsenic in brown rice flour | NMIJ | 2015 | Approved for Equivalence | Run in parallel with CCQM-P171 | Yes - for total As and total inorganic As
OAWG | CCQM-K109 | Urea and uric acid in serum | HSA | 2016 | Approved for Equivalence | Run in parallel with CCQM-P148 | Yes
BAWG | CCQM-K110 | Relative quantification of Bt63 in GM rice matrix sample | NIMC / GLHK/ IRMM | 2012 | Suspended, due to sample homogeneity issues. | Run with parallel study CCQM-P113.2 .For reporting purposes reassigned as pre004 study | NO
GAWG | CCQM-K111 | Track A KC: Propane(C3H8) in Nitrogen | VSL | 2014 | Approved for Equivalence |  | Yes
| APMP.QM-K111 | Track A KC: Propane(C3H8) in Nitrogen | CERI | 2014 | Approved for Equivalence |  | Yes
| EURAMET.QM-K111 | Track A KC: Propane(C3H8) in Nitrogen | VSL | 2014 | Approved for Equivalence |  | Yes
| SIM.QM-K111 | Track A KC: Propane(C3H8) in Nitrogen | INMETRO | 2014 | Approved for Equivalence |  | Yes
| COOMET.QM-K111 | Track A KC: Propane(C3H8) in Nitrogen | VNIIM | 2014 | Approved for Equivalence |  | Yes
GAWG | CCQM-K111.1 | Bilateral comparison propane in nitrogen | VSL | 2015 | Approved for Equivalence | Not track A | Yes
GAWG | CCQM-K112 | Composition of Biogas | VSL | 2014 | Approved for Equivalence |  | Yes
GAWG | CCQM-K113 | Noble gas mixture | KRISS | 2014 | Approved for Equivalence |  | Yes
EAWG/IAWG | CCQM-K114 | Amount content of chloride in KCl | NIM | 2014 | Approved for Equivalence | CCQM-K48.2014 under new numbering system | Yes
PAWG | CCQM-K115 | Peptide purity determination - synthetic human C peptide (HCP) | BIPM/NIMC | 2013 | Finished | Run in parallel to CCQM-P55.2 (Final report due: Fall 2016) | Yes
PAWG | CCQM-K115.b | Peptide purity - synthetic oxytocin (OXT) | BIPM/NIMC | 2018 | In progress | Run in parallel with CCQM-P55.2.b | Yes
PAWG | CCQM-K115.c | Peptide purity - synthetic glycated hexapeptide of HbA1c (GE) | BIPM/NIMC/HSA | 2019 | Finished | Run in parallel with CCQM-P55.2.c
PAWG | CCQM-K115.2018 | Peptide purity - synthetic hexapeptide of HbA0 (VE) | BIPM/NIMC/HSA | 2019 | Finished | Run in parallel with CCQM-P55.2.2018
GAWG | CCQM-K116 | 10 umol/mol water vapour in nitrogen | NPL | 2015 | Approved for Equivalence | Run in parallel with CCQM-P193 | Yes
GAWG | CCQM-K117 | NH3 in nitrogen | VSL | 2016 | Approved for Equivalence |  | Yes
GAWG | CCQM-K118 | Natural gas | VSL & BAM | 2017 | Draft A
GAWG | CCQM-K119 | Liquified Petroleum Gas | NPL | 2015 | Approved for Equivalence |  | Yes
GAWG | CCQM-K120a | Ambient CO2, 380 to 480 μmol/mol | BIPM with NIST | 2016 | Approved for Equivalence | Run in parallel with CCQM-P188.a | Yes
GAWG | CCQM-K120b | Track A KC (Ambient CO2, 480 to 800 μmol/mol) | BIPM with NIST | 2016 | Approved for Equivalence |  | Yes
GAWG | COOMET.QM-K120b | Track A KC (Ambient CO2, 480 to 800 μmol/mol) | VNIIM | 2019 | In progress
GAWG | CCQM-K121 | Terpenes in air | NIST | 2015 | Approved for Equivalence | Run in parallel with CCQM-P177 | Yes
IAWG | CCQM-K122 | Anionic impurities (bromide, sulfate) and Pb in salt solutions | PTB | 2014 | Approved for Equivalence | Run in parallel with CCQM-P135.1 | Yes
IAWG | CCQM-K123 | Trace elements in biodiesel fuel | NMIJ / NIST | 2014 | Approved for Equivalence | Run in parallel with CCQM-P157 | Yes - excluding S
IAWG | CCQM-K124 | Trace elements and chromium speciation in drinking water | NMIJ/GLHK | 2014 | Approved for Equivalence | Run in parallel with CCQM-P158 | Trace elements - Yes except for Hg
IAWG | CCQM-K125 | Iodine and other elements in infant formula | GLHK | 2014 | Approved for Equivalence | Run in parallel with CCQM-P159 | Yes
OAWG | CCQM-K126 | Pharmaceuticals in water | GLHK | 2014 | Approved for Equivalence | Run in parallel with CCQM-P161 | Yes
IAWG | CCQM-K127 | Toxic and trace elements in soils | CENAM & IJS | 2015 | Approved for Equivalence | Run in parallel with CCQM-P162 | Yes
IAWG | CCQM-K128 | Measurement of heavy metals and organo-tin in leather powder | NIM | 2015 | Approved for Equivalence | Run in parallel with CCQM-P163 | Yes
SAWG | CCQM-K129 | CIGS layer composition | KRISS | 2014 | Approved for Equivalence |  | Yes
IAWG | CCQM-K130 | Nitrogen mass fraction in glycine | UNIIM | 2015 | Approved for Equivalence | Run in parallel with CCQM-P166 | Yes
OAWG | CCQM-K131 | Mass Fraction of Organic Calibration Solution: PAHs in acetonitrile solution | NIST | 2015 | Approved for Equivalence | Run in parallel with CCQM-P168 | Yes
OAWG | CCQM-K132 | Vitamin D in serum | NIST | 2015 | Approved for Equivalence | Run in parallel with CCQM-P169 | Yes
OAWG | CCQM-K133 | Phthalates in PVC | NMIJ/NIM | 2018 | Report in Progress, Draft B | Run in parallel with CCQM-P170 | Yes
BAWG | CCQM-K134 | Relative quantification of genomic DNA fragments extracted from oil matrix (OSR) | IRMM | 2015 | Planned | Final clarification on study proposals & invitations to particpate by end 2014. Numbering to be aligned with new nomenclature rules | no
BAWG | CCQM-K135 | Relative quantification of genomic DNA fragments extracted from starch matrix (rice) | NIMC/GLHK | 2015 | Planned | Final clarification on study proposals & invitations to particpate by end 2014. Numbering to be aligned with new nomenclature rules | No
SAWG | CCQM-K136 | Measurement of porosity properties (specific adsorption, BET specific surface area, specific pore volume and pore diameter) of nanoporous Al2O3 | UNIIM & BAM | 2015 | Approved for Equivalence | Run in parallel with CCQM-P180 | Yes
GAWG | CCQM-K137 | Track C KC (NO in Nitrogen, 30-70 μmol/mol) | BIPM | 2017 | Approved for Equivalence |  | Yes
OAWG | CCQM-K138 | Aflatoxins in dried fig | UME | 2016 | Approved for Equivalence | Run in parallel with CCQM-P174 | Yes
IAWG | CCQM-K139 | Elements in human serum | HSA | 2017 | Approved for Equivalence | Run in parallel with CCQM-P173 | Yes
IAWG | CCQM-K140 | Carbon stable isotope ratio delta values in honey | LGC | 2016 | Approved for Equivalence | Run in parallel with CCQM-P175 | Yes
OAWG | CCQM-K141 | Enrofloxacin and sulfadiazine in Bovine Tissue | NRC | 2016 | Approved for Equivalence | Run in paralellel with CCQM-P178 | Yes
OAWG | CCQM-K142 | Urea and uric acid in serum (Model 2 Study) | HSA | 2016 | Approved for Equivalence | Run in parallel with CCQM-P179 | Yes
IAWG | CCQM-K143 | Comparison of copper calibration solutions prepared by NMIs/Dis | NIST | 2016 | Approved for Equivalence | Run in parallel with CCQM-P181 | Yes
IAWG | CCQM-K144 | Analysis of elemental impurities in alumina powder | KRISS | 2018 | Report in progress, Draft A | Run in parallel with CCQM-P182
IAWG | CCQM-K145 | Essential and toxic elements in bovine liver powder | NIM | 2017 | Approved for Equivalence | Run in parallel with CCQM-P183 | Yes
OAWG | CCQM-K146 | PAHs in olive oil | NIM | 2018 | Approved for Equivalence | Run in parallel with CCQM-P185 | Yes
OAWG | CCQM-K146.1 | PAHs in olive oil | NIM | 2019 | Report in Progress, Draft B |  | Yes
OAWG | CCQM-K147 | Niacin in Milk Powder/Infant Formula | NIST/CENAM | 2017 | Approved for Equivalence | Run in parallel with CCQM-P186 | Yes
OAWG | CCQM-K148.a | Purity assessment of high purity organic materials: Bisphenol A | BIPM | 2018 | Report in Progress, Draft B | Run in parallel with CCQM-P187.a | Yes
OAWG | CCQM-K148.b | Mass fraction content of oxytetracycline free base | BIPM | 2022 |  | Run in parallel with CCQM-P187.b | No
IAWG | CCQM-K149 | Nitrogen mass fraction measurements in dry milk powder | UNIIM | 2017 | Approved for Equivalence |  | Yes
GAWG | CCQM-K150 | Particle number and concentration comparisons | NPL | 2017 | Draft A | Run in parallel with CCQM-P189
PAWG/IAWG | CCQM-K151 | determination of the amount content of a purity-assessed recombinant protein in an aqueous calibration solution | KRISS | 2017 | Approved for Equivalence | Run in parallel with CCQM-P191 | Yes
IAWG/EAWG | CCQM-K152 | Purity assessment of high purity potassium iodate | UNIIM | 2018 | Approved for Equivalence | Run in parallel with CCQM-P192 | Yes
SAWG | CCQM-K153 | Measurement of BET specific surface area of nonporous SiO2 | UNIIM | 2017 | Report B submitted to KCDB (Susanne Picard) | Run in parllel with CCQM-P195 (canceled) | Yes
OAWG | CCQM-K154.a | Mycotoxin in acetonitrile (Zearalenone (ZEN) in acetonitrile) | BIPM/NIM | 2018 | Approved for Equivalence |  | Yes
OAWG | CCQM-K154.a.1 | Mycotoxin in acetonitrile (Zearalenone (ZEN) in acetonitrile) | BIPM/NIM | 2019 | Approved for Equivalence |  | Yes
OAWG | CCQM-K154.b | Mycotoxin in acetonitrile (Aflatoxin B1 (AfB1) in acetonitrile) | BIPM/NIM | 2020 | Report in Progress, Draft B |  | Yes
OAWG | CCQM-K154.c | Gravimetric preparation and value assignment of deoxynivalenol (DON) in acetonitrile (ACN) | BIPM/NIM | 2021 | Report in Progress, Draft B |  | Yes
OAWG | CCQM-K154.d | Gravimetric preparation and value assignment of patulin (PAT) in acetonitrile (ACN) | BIPM/NIM | 2021 |  |  | No
OAWG | CCQM-K154.e | Mass fraction (mg/kg) of ochratoxin A (OTA) in acetonitrile (ACN) | BIPM/NIM | 2021
IAWG | CCQM-K155 | Elements and tributyl tin in seawater | GLHK/UME | 2019 | Report in progress, Draft A | Run in parllel with CCQM-P196
OAWG | CCQM-K156 | L-PFOA and L-PFOS in Ground Water | UME | 2018 | Approved for Equivalence | Run in parallel with CCQM-P198 | Yes
OAWG | CCQM-K156.1 | L-PFOA and L-PFOS in Ground Water | UME | 2020 | Report in Progress, Draft B |  | Yes
SAWG | CCQM-K157 | Thickness measurement of HfO2 Films | KRISS | 2018 | In progress |  | no
IAWG | CCQM-K158 | Measurement of a range of spiked and natural elements in rice material in addition to Sr (with natural isotope ratios), associated Rb and inorganic As. | NMIJ and KRISS | 2021 | Report in progress, Draft A | Run in parllel with CCQM-P200
OAWG | CCQM-K159 | Mass fraction of leucine, phenylalanine in pooled frozen human plasma | LGC | 2019 | Report in Progress, Draft A | Run in parallel with CCQM-P202 | No
IAWG | CCQM-K160 | Platinum Group Elements in Automotive Catalyst | LGC | 2019 | Report in progress, Draft A | Run in parllel with CCQM-P203
IAWG | CCQM-K161 | Anions in seawater | NIM | 2021 | Report in progress, Draft A | Run in parallel with CCQM-P207
IAWG | CCQM-K162 | Selenoproteins and total selenium in human serum | LGC/NIST | 2022 | Measurements underway | Run in parallel with CCQM-P208
PAWG | CCQM-K163 | Activity of alpha amylase in human serum | NIM/IFCC | 2021 | Planned | Extension to a KC from CCQM-P137
GAWG | CCQM-K164 | Hydrogen fuel quality | NPL | 2020 | In progress
GAWG | CCQM-K165 | Measurement capability of dimethyl sulfide in nitrogen or air at 5 mol/mol | KRISS | 2020 | Draft A
IAWG/SAWG | CCQM-K166 | Measurement of nanoparticle number concentration in liquid suspension | LGC | 2022 | Measurements underway | Run in parallel with CCQM-P210
IRWG | CCQM-K167 | Carbon isotope delta relative to the Vienna Peedee Belemnite | NRC | 2019 | Planned | Run in parallel to CCQM-P211 | y
OAWG | CCQM-K168 | Trans-zearalenone in maize powder | NIM | 2020 | Report in Progress, Draft B | Run in parallel to CCQM-P214 | Yes
EAWG/IAWG | CCQM-K169 | Amount content of sodium oxalate | VNIIM-UNIIM | 2022 | Planned | Run in parallel with CCQM-P220
EAWG | CCQM-K170 | electrolytical conductivity (20 and 0.5 S/m) | DFM | 2020 | in progress
GAWG | CCQM-K171 | CO in N2, 100 μmol/mol | VNIIM | 2022 | Planned
SAWG | CCQM-K172 | Measurement of Specific Adsorption (mol/kg) of Ar on zeolite at 87 K | UNIIM | 2020 | In progress |  | no
EAWG/IAWG | CCQM-K173 | Assay of Sodium Carbonate | VNIIM-UNIIM/NIM | 2021 | Approved for Equivalence |  | Yes
GAWG | CCQM-K174 | Trace analysis of methanol, ethanol and acetone at background levels in air | VSL | 2021 | Planned
GAWG | CCQM-K175 | Amount-of-substance fraction of HCl in nitrogen at 30 µmol mol-1 | KRISS | 2021 | Planned
NAWG | CCQM-K176 | Breast cancer biomarker HER2 copy number variation (CNV) measurement | NIM, NML | 2021 | In Progress | Run in parallel to CCQM-P218
PAWG | CCQM-K177 | The mass fraction of total human growth hormone will be determined in serum | PTB | 2022 | Measurements completed | Call for participants in Dec 2021
IAWG | CCQM-K178 | rare earth elements (REEs), uranium and thorium in soil matrix | JSI and UME | 2023 | Planned | Run in parallel with CCQM-P223
OAWG | CCQM-K179 | Mass fraction assignment of oxytetracycline hydrochloride salt in a pure organic material. | BIPM | 2022 | planned | Run in parallel to CCQM-P224
OAWG | CCQM-K180 | Mass fraction of metronidazole in pig muscle | BVL | 2022 | planned | Run in parallel to CCQM-P226
NAWG | CCQM-K181 | SARS-CoV-2 RNA copy number quantification | NIM, NML,NIBSC,NIST | 2022 | planned
Supplementary comparisons
GAWG | APMP.QM-S1 | Nitrogen in helium | KRISS | 2007 | Approved and published |  | Yes
GAWG | APMP.QM-S2 | Oxygen in nitrogen | NMIJ | 2008 | Approved and published |  | Yes
GAWG | APMP.QM-S2.1 | Oxygen in nitrogen | KRISS | 2013 | Approved and published |  | Yes
GAWG | APMP.QM-S2.2015 | Oxygen in nitrogen | CERI | 2015 | Approved and published |  | Yes
IAWG | APMP.QM-S3 | Cadmium in rice | KRISS | 2011 | Approved and published |  | Yes
GAWG | APMP.QM-S4 | Carbon dioxide in nitrogen | KRISS | 2011 | Approved and published |  | Yes
IAWG | APMP.QM-S5 | Essential and toxic elements in seafood | GLHK | 2011 | Approved and published |  | Yes
OAWG | APMP.QM.S6 | Clenbuterol in meat | GLHK | 2013 | Approved for equivalence |  | Yes
GAWG | APMP.QM-S7 | Methane in nitrogen | KRISS | 2013 | Approved and published |  | Yes
GAWG | APMP.QM-S7.1 | Methane in nitrogen | KRISS | 2018 | Approved and published |  | Yes
OAWG | APMP.QM.S8 | Preservatives in soy sauce | HSA | 2015 | Approved for equivalence |  | Yes
GAWG | APMP.QM-S9 | Carbon monoxide in nitrogen | KRISS | 2014 | Approved and published |  | Yes
GAWG | APMP.QM-S9.2017 | Carbon monoxide in nitrogen | KRISS | 2017 | Approved and published |  | Yes
IAWG | APMP.QM-S10 | Elements in Food Supplement | GLHK | 2016 | Approved for Equivalence | Run in parallel with APMP.QM-P31 | Yes
OAWG | APMP.QM-S11 | Organochlorine Pesticides in Ginseng Root | GLHK | 2016 | Approved for equivalence | Run in parallel with APMP.QM-P32 | Yes
GAWG | APMP.QM-S12 | Benzene, Toluene, and Xylene (BTEX) in nitrogen | KRISS | 2016 | Approved and published |  | Yes
GAWG | APMP.QM-S13 | Nitrous oxide in nitrogen at 1000 mmol/mol | NIM | 2016 | Approved and published |  | Yes
GAWG | APMP.QM-S14 | Hazardous Air Pollutatns (HAPs) in nitrogen | KRISS | 2018 | Approved and published |  | Yes
GAWG | APMP.QM-S15 | Carbon dioxide in nitrogen | KRISS | 2018 | Approved and published |  | Yes
OAWG | APMP.QM-S16 | Fipronil-sulfone in Chicken Egg Powder | NIM | 2019 | Approved and published |  | Yes
IAWG | APMP.QM-S17 | Elements in lipstick material | HSA | 2019 | Approved for Equivalence | Run in parallel with APMP.QM-P38 | Yes
GAWG | APMP.QM-S18 | SO2 in nitrogen | CERI and NMIJ | 2019 | Planned
IAWG | APMP.QM-S19 | Toxic Elements in Seafood | GLHK | 2019 | Measurements completed
GAWG | COOMET.QM-S1 | Nitrogen monoxide in nitrogen | VNIIM | 2011 | Approved and published |  | Yes
GAWG | COOMET.QM-S2 | Methane in air | VNIIM | 2011 | Approved and published |  | Yes
GAWG | COOMET.QM-S3 | Carbon monoxide in nitrogen | VNIIM | 2012 | Approved and published |  | Yes
GAWG | COOMET.QM-S3.2015 | Carbon monoxide in nitrogen | VNIIM | 2015 | Approved and published |  | Yes
GAWG | COOMET.QM-S4 | С3-С5 components in mixtures of liquefied hydrocarbons | VNIIM | 2016 | Approved and published
GAWG | COOMET.QM-S5 | Automotive emission gases | VINIIM | 2014 | Approved and published |  | Yes
GAWG | EUROMET.QM-S1 | CO, CO2, O2, propane in N2 | CEM | 2006 | Approved and published |  | No
IAWG | EUROMET.QM.S2 | Pb, Ni, Cd in water | PTB | 2006 | Approved and published |  | Yes
GAWG | EUROMET.QM-S3 | Ambient level VOCs in nitrogen | NPL | 2007 | Approved and published |  | Yes
GAWG | EUROMET.QM-S4 | Automotive emission gases | VSL | 2009 | Approved and published |  | Yes
GAWG | EURAMET.QM-S5 | Carbon dioxide in nitrogen | IPQ | 2010 | Approved and published |  | Yes
GAWG | EURAMET.QM-S6 | Liquefied hydrocarbon mixtures in constant pressure (piston) cylinders | NPL | 2011 | Approved and published |  | Yes
EAWG | EURAMET.QM-S7 | Electrolytic conductivity at pure water level | PTB | 2013/4 | Approved for Equivalence |  | Yes
GAWG | EURAMET.QM-S8 | Analysis of impurities in pure and balance gases | VSL | 2012 | Approved and published |  | Yes
GAWG | EURAMET.QM-S9 | Comparison on natural gas | SMU | 2012 | Approved and published |  | Yes
GAWG | EURAMET.QM-S10 | Mole fraction of components in automotive gas | SMU | 2014 | Approved and published |  | Yes
IAWG | EURAMET.QM-S11 | Elements in river water | UME/IMBIH | 2017 | Approved for Equivalence | Run in parallel with EURAMET 1424 | Yes
EAWG | EURAMET.QM-S12 | Electrolytic conductivity at pure water level | PTB | 2018 | Approved for Equivalence | Follow-up on EURAMET.QM-S7 | Yes
OAWG | EURAMET.QM-S13 | Comparison of value assigned forensic alcohol in water reference materials | LNE | 2019 | Report in progress Draft A |  | No
OAWG | EURAMET.QM-S14 | Comparison of measurement capabilities for the quantification of ethanol in water | LNE/BAM | 2019 | Approved for equivalence |  | Yes
OAWG | EURAMET.QM-S15 | Mass fraction of benz(a)anthracene (BaA), benzo(a)pyrene (BaP), benzo(b)fluoranthene (BbF), and chrysene (Chr) in ng/g (μg/kg) | METAS | 2022
GAWG | SIM.QM-S1 | Selected binaries | NIST | 2001 | Approved and published |  | No
IAWG | SIM.QM.S2 | Trace elements in water | NRCC | 2010 | Approved and published |  | Yes
GAWG | SIM.QM-S3 | Methane in air | NIST | 2012 | Draft A available
GAWG | SIM.QM-S4 | Nitric oxide in air | NIST | 2012 | Draft A available
GAWG | SIM.QM-S5 | Synthetic natural gas measurement composition | CENAM | 2015 | In progress
GAWG | SIM.QM-S6 | CO, CO2 and propane in N2 | INMETRO | 2016 | Planned
IAWG | SIM.QM-S7 | Trace metals in drinking water | NRC & CENAM | 2016 | Approved for Equivalence |  | Yes
IAWG | SIM.QM-S8 | Trace metals in drinking water | NRC | 2017 | Approved for Equivalence |  | Yes
GAWG | SIM.QM-S9 | Biogas | INMETRO | 2019 | In progress
IAWG | SIM.QM-S10 | Elements in milk powder | NRC/INTI | 2019 | Approved for Equivalence |  | Yes
IAWG | SIM.QM-S11 | Determination of arsenic, cadmium, phosphorus and sodium in Yerba mate | LATU | 2021 | Measurements completed
IAWG | SIM.QM-S12 | Trace Elements in Natural Water | NRC, GLHK & NMIA | 2022 | Measurements completed | Run in parallel with APMP.QM-P41
IAWG | SIM.QM-S13 | Elements in copper concentrate and ore | CENAM, INMETRO | 2022 | Planned
GAWG | SIM.QM-S14 | Amount of substance fraction of carbon dioxide | CENAM | 2021 | Planned
GAWG | SIM.QM-S15 | Amount of substance fraction of methane | CENAM | 2021 | Planned
IAWG | SIM.QM-S16 | Elements in Drinking Water | INMETRO | 2023 | Planned

## Pilot Studies
CCQM Pilot Studies
Date updated | 2022-07-20
WG | Reference No. | Description | Coordinating Laboratory | Start date | Status | Comments | Can be used for CMC review?
IAWG | CCQM-P1 | Trace elements in water Pb | NIST | 1997 | Completed 1998 |  | No
OAWG | CCQM-P2 | p,p´-DDE in isooctane | LGC | 1997 | Completed |  | No
OAWG | CCQM-P3 | NMR study | BAM | 1998 | Completed 1999 |  | Not applicable
OAWG | CCQM-P3.2 | NMR study | BAM | 1999 | Completed 2000 |  | Not applicable
OAWG | CCQM-P4 | p,p´-DDE in corn oil | LGC | 1998 | Completed; Progression to Key comparison proposed |  | No
OAWG | CCQM-P5 | Acetanilide, benzoic acid, and naphthalene | NIST | 1998 | Completed 1999 |  | No
OAWG | CCQM-P6 | Cholesterol in serum | NIST | 1998 | Completed; Progression to Key comparison proposed |  | No
IAWG | CCQM-P7 | KCl, NaCl, K2Cr2O7 | NIST |  | Completed | superseded by KCs | No
OAWG | CCQM-P8 | Glucose in serum | NIST | 1999 | Completed; Progression to Key comparison proposed |  | No
OAWG | CCQM-P9 | Creatinine in serum | NIST | 1999 | Completed; Progression to Key comparison proposed |  | No
OAWG | CCQM-P10 | Gamma-HCH in Fish Oil | LGC | 1999 | Repeated (see next) |  | No
OAWG | CCQM-P10.2 | Gamma-HCH in Fish Oil 74 ng/g, 240 ng/g | LGC | 2000 | Completed |  | No
IAWG | CCQM-P11 | As in shellfish | NIST | 2001 | Completed | see CCQM-K31 | No
IAWG | CCQM-P12 | Pb in wine | IRMM | 2000 | Completed | See CCQM-K30 | No
IAWG | CCQM-P12.1 | Elements (e.g., Cu, Cd, Zn) in Wine | LGC | 2006 | Completed | Run in parallel to CCQM-K30 | Yes (but not Pb)
IAWG | CCQM-P12.2 | Elements (e.g., Cu, Cd, Zn) in Wine | Fundacion Chile | 2009 | Completed | Run in parallel to CCQM-K30.1 | No
IAWG | CCQM-P13 | Metals in synthetic food digest | LGC | 2001 | Completed |  | Yes
IAWG | CCQM-P14 | Trace elements (Pb, Se) in serum | NIST/LGC | 1999 | Abandoned (see next) |  | No
IAWG | CCQM-P14 | Ca in Serum | IRMM/SP | 2001 | Completed | see CCQM-K14 | No
IAWG | CCQM-P15 | Pb/Cd in Sediments | IRMM | 1999 | Completed | see CCQM-K13 | No
IAWG/OAWG | CCQM-P16 | Elements in synthetic digest sol’ns | NMi | 1999 | Abandoned |  | No
OAWG | CCQM-P17 | PCBs in sediments | NRC/NIST | 2000 | Completed; Progression to Key comparison proposed |  | No
IAWG/OAWG | CCQM-P18 | TriButylTin in sediment | LGC/NRC | 2001 | Completed | see CCQM-K28 | No
IAWG/EAWG | CCQM-P19 | Hydrochloric acid | NIST | 1999 | Completed 2001 | KC in progress | No
IAWG/EAWG | CCQM-P19.1 | Purity of HCl | NIST | 2002 | Completed | KC in progress | No
EAWG/IAWG | CCQM-P19.2 | Assay of HCl | NIST/CENAM | 2008 | Completed | Run in parallel to CCQM-K73 | No
IAWG/OAWG | CCQM-P20.a | TBT Chloride | NARL | 2001 | Completed |  | No
OAWG | CCQM-P20.b | Organic Purity Assessment Series: o-Xylene | NIST | 2002 | Completed |  | No
OAWG | CCQM-P20.c | Atrazine | NARL | 2004 | Completed |  | No
OAWG | CCQM-P20.d | Chlorpyrifos | NARL | 2004 | Completed |  | No
OAWG | CCQM-P20.e.1, e.2 | Organic Purity Assessment Series: : Theophylline | BIPM/LGC | 2006 | Completed |  | No
OAWG | CCQM-P20.f | Organic Purity Assessment Series: Digoxin | BIPM/LGC | 2007-2008 | Final Summary Report in review |  | No
OAWG | CCQM-P21 | p,p’-DDT in Fish Oil | LGC | 1999 | Completed; Progression to Key comparison proposed |  | No
EAWG | CCQM-P22 | Electrolytic Conductivity | DFM | 2001 | Completed |  | No
GAWG | CCQM-P23 | CO in Nitrogen (50000,1000, 10 ppm) Gravimetry | VSL | 2000 | Completed
GAWG | CCQM-P24 | Dynamic Mixing Methods | LNE | 2002 | Completed |  | N/A
IAWG | CCQM-P25 | Minor Elements in Steel | NMIJ/NIST/BAM | 2002 | Completed | see CCQM-K33 | No
IAWG | CCQM-P26 | Sulfur in Fuels | IRMM/NIST | 2001 | Completed | see CCQM-K35 | No
IAWG | CCQM-P26.1 | Sulfur in Fuels (lower levels) | NIST | 2003 | Completed | Run in parrallel to CCQM-K35 | No
OAWG | CCQM-P27 | LSD in Urine | LGC | 2001 | Completed |  | No
OAWG | CCQM-P27.1 | Drugs of abuse in Urine | NARL | 2004 | Planned
GAWG | CCQM-P28 | Ozone - ambient levels | BIPM | 2003 | Completed |  | Yes
IAWG | CCQM-P29 | Cd, Zn in rice | IRMM/NMIJ | 2001 | Completed | Run in parallel to CCQM-K24 | Yes (but not Cd)
IAWG | CCQM-P30 | Elemental Solution Standards (Al,Cu,Fe,Mg) | EMPA/LNE | 1999 | Completed 2000 | Run in parallel to CCQM-K8 | No
OAWG | CCQM-P31.a | Organic Calibration Solutions (PAHs) | NIST | 2003 | Completed; Progression to Key comparison proposed |  | Superseded by KC
OAWG | CCQM-P31.a.1 | Organic Calibration Solutions (PAHs) | NIST | 2004 | Completed | Run in parallel to CCQM-K38 | No
OAWG | CCQM-P31.b | Organic Calibration Solutions (PCBs) | NIST | 2003 | Completed |  | Superseded by KC
OAWG | CCQM-P31.b.1 | PCB Congeners in Solution | NIST | 2004 | Completed | Run in parallel to CCQM-K40 | No
OAWG | CCQM-P31.c | Organic Calibration Solutions (Chlorinated pesticides) | NIST | 2003 | Completed |  | Superseded by KC
OAWG | CCQM-P31.c.1 | Organic Calibration Solutions (Chlorinated pesticides) | NIST | 2004 | Completed | Run in parallel to CCQM-K39 | No
IAWG | CCQM-P32 | Anions in Calibration Solutions | EMPA | 2001 | Completed | See CCQM-K29 | No
IAWG | CCQM-P33 | Boron in Si | PTB | 2003 | Completed | Results inconclusive | No
IAWG | CCQM-P34 | Constituents in Al Alloy | BAM | 2001 | Completed | see CCQM-K42 | No
IAWG | CCQM-P34.1 | Consitutents of an aluminium alloy | BAM | 2004 | Completed | Run in parallel to CCQM-K42 | No
OAWG | CCQM-P35 | Ethanol in aqueous matrix (for. & commod. levels) | BAM/LGC | 2001 | Completed; Progression to Key comparison proposed |  | Superseded by KC
IAWG | CCQM-P36 | Assay of Potassium hydrogen phthalate (KHP) | SMU/NIST | 2002 | Completed | see CCQM-K34 | No
EAWG | CCQM-P37 | Fundamental Studies of pH Standards | SMU | 2002 | Completed |  | No
EAWG | CCQM-P37.1 | Problems in primary pH measurement | PTB+NPL | 2009 | Completed |  | No
EAWG | CCQM-P37.2 | International Comparison on Ag¦AgCl electrodes for pH Measurement | NPL | 2012 | Completed |  | No
SAWG | CCQM-P38 | SiO2 on Si Film Thickness | NPL | 2002 | Completed |  | No
IAWG | CCQM-P39 | As, Se, Hg, Pb, methyl-Hg in tuna fish | IRMM | 2003 | Completed | see CCQM-K43.1 | No
IAWG | CCQM-P39.1 | Methyl-mercury in salmon fish | IRMM | 2004 | Completed | Run in parallel to CCQM-K43 | No
OAWG | CCQM-P40 | Organic Contaminants in Mussel Tissue | NIST | 2003 | Completed |  | No
GAWG | CCQM-P41 | Greenhouse gases CO2, CH4 - ambient levels | VSL | 2002 | Completed |  | Yes
GAWG | CCQM-P42 | Replaced by CCQM-K41
IAWG | CCQM-P43 | DiButylTin in sediment | LGC/NRC | 2003 | Completed |  | Yes
BAWG | CCQM-P44 | DNA Quantification | NIST/LGC | 2002 | Completed: Report on BAWG website |  | No
BAWG | CCQM-P44.1 | Q-PCR (repeat) | NIST/LGC | 2004 | Completed: Report on BAWG website |  | No
GAWG | CCQM-P45 | Purity Analysis of Parent Gases incl. H2O | LNE | 2002 | Completed | EUROMET workshop | N/A
IAWG | CCQM-P46 | Preparation of Inorg. Calibration Solutions | NIST | 2003 | Superceded by K143/P181 |  | No
EAWG | CCQM-P47 | Electrolytic Cond. (low level) | NMi | 2003 | Completed |  | No
IAWG | CCQM-P48 | Uranium Isotope Ratio in Synthetic Saline Matrix | IRMM | 2003 | Completed |  | Yes
GAWG | CCQM-P49.a | Natural Gas (Types IV)) | BAM/NMi | 2001 | Completed | Run in parallel to CCQM-K16.a | Yes
GAWG | CCQM-P49.b | Natural Gas (Types V)) | BAM/NMi | 2001 | Completed | Run in parallel to CCQM-K16.b | Yes
GAWG | CCQM-P50.a | Reactive gases-ambient levels - NO in N2 | NPL | 2003 | Completed | Run in parallel to CCQM-K26.a | Yes
GAWG | CCQM-P50.b | Reactive gases-ambient levels - SO2 in Air | NPL | 2003 | Completed | Run in parallel to CCQM-K26.b | Yes
GAWG | CCQM-P51 | SF6, CFCs - emission levels | KRISS | 2003 | Completed | Run in parallel to CCQM-K15 | Yes
EAWG | CCQM-P52 | pH 10.1(Carbonate) | SMU | 2003 | Completed | Run before CCQM-K18 (separately) | No
BAWG | CCQM-P53 | DNA Profiling | NARL | 2003 | Completed: Report on BAWG website | *Not sufficient concensus, and identified underlying problems which were not resolved as no follow on study. | No*
BAWG | CCQM-P54 | DNA primary quantification | LGC | 2004 | Completed: repeat study |  | No
BAWG | CCQM-P54.1 | DNA quantification (repeat) | LGC | 2006 | Completed: Report on BAWG website | *Together with P54, could be used in support of limited/defined scope CMC, with other supporting evidence as stated in KCWG guidelines | Yes*
BAWG | CCQM-P55 | Peptide / protein quantification | LGC | 2004 | Completed, report in progress | *Could be used in support of limited/defined scope CMC, with other supporting evidence as stated in KCWG guidelines | Yes*
BAWG | CCQM-P55.1 | Peptide / protein quantification (repeat) | LGC | 2008 | Completed, report in preparation, will be available before CMC review | *Could be used in support of limited/defined scope CMC, with other supporting evidence as stated in KCWG guidelines and clearly stated in report | Yes*
PAWG | CCQM-P55.2 | Peptide purity determination - synthetic human C peptide (HCP) | BIPM/NIMC | 2013 | Intitial results reported, further discussion is needed | Run in parallel to CCQM-K115 (Final report due: Fall 2016) | No (K115)
PAWG | CCQM-P55.2.b | Peptide purity - synthetic oxytocin (OXT) | BIPM/NIMC | 2018 | Planned | Run in parallel to CCQM-K115.b | No (K115.b)
PAWG | CCQM-P55.2.c | Peptide purity - synthetic glycated hexapeptide of HbA1c (GE) | BIPM/NIMC/HSA | 2018 | Planned | Run in parallel to CCQM-K115.c | No (K115.c)
PAWG | CCQM-P55.2.2018 | Peptide purity - synthetic hexapeptide of HbA0 (VE) | BIPM/NIMC/HSA | 2018 | Planned | Run in parallel to CCQM-K115.2018 | No (K115.2018)
IAWG | CCQM-P56 | Minor Elements in Steel | NMIJ/NIST/BAM | 2003 | Completed | Run in parallel to CCQM-K33 | No
OAWG | CCQM-P57 | PCB Congeners in Tissue Extract | NIST | 2004 | Completed |  | No
BAWG | CCQM-P58 | Fluorescence in ELISA | NPL/NIST | 2004/2005 | Completed, report in progress |  | No
BAWG | CCQM-P58.1 | Fluoresencence in ELISA (Stage 2) | NPL/NIST | 2007 | In progress, study invitations circulated, samples shipping August 2011 |  | No
BAWG | CCQM-P59 | Protein structural measurements by CD | NPL/NIST | 2006 | Completed: Report on BAWG website |  | No
BAWG | CCQM-P59.1 | Protein structural measurements by CD (repeat) | NPL/NIST | 2008 | Completed: Report on BAWG website | *Study co-ordinators state a traceable instrument required before CMC could be made | No*
BAWG | CCQM-P60 | DNA extraction - reference method | IRMM | 2004/2005 | Completed: Report on BAWG website | *Together with K61 (& P103), could be used in support of defined scope CMC, with other supporting evidence as stated in KCWG guidelines | Yes*
OAWG | CCQM-P61 | Volatile organic compounds (VOCs) in solution | CENAM/ NIST | 2004/2005 | Completed |  | Superseded by KC
OAWG | CCQM-P61.1 | VOCs in solution | CENAM/NIST | 2006 | Report in progress | Run in parallel to CCQM-K47 | No
IAWG | CCQM-P62 | Trace analysis of high purity nickel | BAM | 2004-06-01 | see CCQM-K64 & CCQM-K72 |  | No
IAWG | CCQM-P63 | Platinum group elements in an automotive catalyst | LGC | 2004-08-01 | Completed | Rh inconclusive | Yes for Pd and Pt
IAWG | CCQM-P64 | Trace elements in soyabean powder | NRCCRM | 2004-09-01 | Completed | see CCQM-K56 | No
IAWG | CCQM-P64.1 | Trace elements in Soybean powder | NIM | 2006 | Report in progress | Run in parallel to CCQM-K56 | No
IAWG | CCQM-P65 | Chemical compoistion of clay | CENAM | 2004-10-01 | Completed | see CCQM-K57 | No
IAWG | CCQM-P65.1 | Chemical composition of clay | CENAM | 2006 | Completed | Run in parallel to CCQM-K57 | No
IAWG | CCQM-P66 | Determination of Metals in Fertilizer | NIST | 2004-10-01 | Completed |  | Yes
OAWG | CCQM-P67 | PCBs Congeners in Tissue | NIST | 2004 | Completed |  | No
OAWG | CCQM-P68 | Anabolic Steroids in Urine | NARL | 2004/2005 | Completed |  | No
OAWG | CCQM-P69 | PAHs in Soils/Sediments | CENAM/BAM | 2004/2005 | Report in progress |  | Superseded by KC
OAWG | CCQM-P69.1 | PAHs in Soils/Sediments | CENAM/BAM | 2006 | Revised Draft Report in progress | Run in parallel to CCQM-K50 | No
IAWG | CCQM-P70 | Trace metals in sewage sludge | IRMM | 2004/2005 | Report in progress | Run in parallel to CCQM-K44, EUROMET 784 and IMEP | No
GAWG | CCQM-P71 | VOCs in air | NMIJ | 2003 | Completed | Run in parallel to CCQM-K22 | Yes
IAWG | CCQM-P72 | Toxic Metals in Food (Tin, lead and cadmium in Tomato Paste) | LGC | 2005 | Completed | Run in parallel to CCQM-K45 | Yes (but not Sn)
GAWG | CCQM-P73 | Nitogen monoxide in nitrogen | BIPM | 2006 | Completed |  | Yes
IAWG | CCQM-P74 | Nitrogen and trace elements in silicon nitride powder | NMIJ/BAM | 2005 | Completed | see CCQM-K58 | No
IAWG | CCQM-P74.1 | nitride powder | NMIJ/BAM | 2006 | Completed | Run in parallel to CCQM-K58 | No
IAWG | CCQM-P75 | Stable isotope delta values in methionine | IRMM/IAEA | 2006 | Completed |  | Yes
IAWG | CCQM-P76 | Major and minor elements in copper alloy | BAM | 2005 | Completed | see CCQM-K64 | No
OAWG | CCQM-P77.a | Progesterone in Serum | NIST | 2006 | Report in Progress |  | No | report in review by Coordinators
OAWG | CCQM-P77.b | Cortisol in Serum | NIST | 2006 | Report in Progress |  | No | report in review by Coordinators
OAWG | CCQM-P78 | Nutrients in infant/ adult formula | NIST | 2006 | Report in Progress |  | Yes except for Vitamins where Superseded by KC
OAWG | CCQM-P78.1 | Nutrients in Infant/Adult Formula: Vitamins | NIST | 2007-2008 | Completed | Run in parallel to CCQM-K62 | No
| CCQM-P79 | Number never issued
SAWG | CCQM-P80 | Carbon in precipitates in Fe | NPL | 2005 | Completed |  | No
SAWG | CCQM-P81 | N in surface layers of Fe | NPL | 2005 | Completed |  | No
EAWG | CCQM-P82 | pH 9.2 (Borate) | PTB | 2005 | Completed | Run in parallel to CCQM-K19 | No -parallel to KC
EAWG | CCQM-P83 | Electrolytic Conductivity (0.5 mS/m) | DFM | 2008/9 | Completed |  | yes
SAWG | CCQM-P84 | SiO2 on Si, Surface analysis | NPL | 2005 | Completed | Run in parallel to CCQM-K32 | No
IAWG | CCQM-P85 | Toxic and essential elements in bovine liver | NIST | 2006 | Completed | Run in parallel to CCQM-K49 | No
IAWG | CCQM-P86 | Analysis of total Se and Se methionine in pharmaceutical supplements | LGC/NRC | 2006 | Completed | see also CCQM-K60 | No
IAWG | CCQM-P86.1 | Total Se and Se speciation analysis of Se-rich wheat flour | LGC/NRC | 2008 | Report in progress | Run in parallel to CCQM-K60 | No
GAWG | CCQM-P87 | Multicomponent preparative capability study | NPL | 2006 | Completed |  | Yes
OAWG | CCQM-P88 | Malachite green in fish | LGC | 2006 | Report in Progress |  | Superseded by CCQM-K85 | NOTE: Heterogeneity: ~15%, and see indication that some vials might have been more divergent for LeucoMG; so only of minimal value in assessing CMCs, WG searching for material with needed max of 3% herogeneity
OAWG | CCQM-P88.1 | Malachite green in fish | LGC | 2010 | Report in progress | Run in parallel to CCQM-K85 | No
IAWG | CCQM-P89 | Determination of nitrite and nitrate in calibration solutions and natural water | SMU/NRC | 2006-2007 | Completed | Run in parallel to CCQM-K59 | No
OAWG | CCQM-P90 | Chloramphenicol in food | PTB | 2007 | Completed; Progression to Key comparison K81 |  | Superseded by K81
OAWG | CCQM-P91 | Pesticides in Foods: Pyrethroids in apple juice | NIM | 2008 | Completed |  | No
OAWG | CCQM-P92 | Moisture in grain | NIST/NMIA |  |  | ABANDONED
EAWG | CCQM-P93 | pH 7 preparation study | SMU | 2018 | Completed |  | yes
BAWG | CCQM-P94 | Quantification of DNA methylation | KRISS | 2006 | Completed, report on BAWG website | too limited scope? | No*
BAWG | CCQM-P94.1 | Quantification of DNA methylation | KRISS | 2008 | Completed, report in progress | After further BAWG discussion wrt MU , decided to repeat study with improved materials and procedure | No*
BAWG | CCQM-P94.2 | Quantification of DNA methylation | KRISS | 2012 | Complete, report on BAWG website | Currently discussions underway for follow on K study to better underpin CMCs in this area | TBD
NAWG | CCQM-P94.3 | Quantitative analysis of DNA methylation of a defined human genomic DNA region | UME , KISS | 2022 | planned
SAWG | CCQM-P95 | Determination of nitrogen content in DLC layers | BAM | 2006 | Completed |  | No
IAWG | CCQM-P96 | As and arsenobetaine content in marine fish | NMIJ/NIM | 2007 | superseded by CCQM-P96.1 |  | No
IAWG | CCQM-P96.1 | As and arsenobetaine in calibration solution and Japanese sea bass sample | NMIJ | 2010 | Report in progress |  | No
IAWG | CCQM-P97 | Cd and Pb in Herb | Govt Lab HK | 2006 | Completed | Run in parallel to APMP study | No
SAWG | CCQM-P98 | Measurement of Composition of Fe-Ni Alloy Films | KRISS | 2007 | Completed |  | No
OAWG | CCQM-P99 | Contaminants in alcoholic beverage | INMETRO |  |  | ABANDONED
IAWG | CCQM-P100.1 | Hg in pure water | PTB/BAM/LNE | 2007 | Completed | CCQM-K70 in progress Run in parallel to EUROMET 924 | No
IAWG | CCQM-P100.2 | Hg in natural water | PTB/BAM/LNE | 2007 | Completed | CCQM-K70 in progress Run in parallel to EUROMET 924 | No
IAWG | CCQM-P100.3 | Determination of low levels of Hg in natural water | PTB/BAM/LNE | 2008 | Completed | Run in parallel to EUROMET 924 and K70 | No
BAWG | CCQM-P101 | Glycan Species measurement in digested glycoprotein mixture | NIBSC/USP/ NPL | 2007 | Completed, report in progress |  | No
BAWG | CCQM-P102 | Quantification of cells with specific phenotypic characteristics | NIST/NIBSC | 2007 | Study complete, report in progress | Needs further BAWG discussion wrt MU and scope of claims supported | No
BAWG | CCQM-P103 | Measurement of multiplexed biomarker panel of RNA transcripts | LGC/NIST | 2007 | Completed, report circulated, issue over participants naming resolved | *Could be used in support of limited/defined scope CMC, with other supporting evidence as stated in KCWG guidelines | Yes*
BAWG | CCQM-P103.1 | Measurement of multiplexed biomarker panel of RNA transcripts | LGC | 2011 | Study complete,Draft report circulated for approval | *Could be used in support of limited/defined scope CMC, with other supporting evidence as stated in KCWG guidelines | Yes*
IAWG | CCQM-P104 | Trace element in Phosphogypsum | IAEA | 2007 | Report in progress |  | No
IAWG | CCQM-P105 | Sr isotopic ratio measurements | IRMM/NRC | 2007-2008 | Report in progress |  | No
IAWG | CCQM-P106 | Cd, Cr, Hg and Pb in polypropylene | NIM/NMIJ/ KRISS | 2007-2008 | Completed |  | Yes
IAWG | CCQM-P107 | Purity of Zinc | BAM | 2007-2008 | Completed | See CCQM-K72 | No
IAWG | CCQM-P107.1 | Purity of Zinc | BAM | 2008-2009 | Completed | Run in parallel to CCQM-K72 | No
SAWG | CCQM-P108 | Quantitative analysis of Fe-Ni alloy | KRISS | 2008 | Completed | Run in parallel to CCQM-K67 | No
OAWG | CCQM-P109 | Determination of Acrylamide in Cooked High-carbohydrate Food (Potato Chips) | KRISS | 2008 | Completed |  | No
GAWG | CCQM-P110 | Nitrogen dioxide 10 µmol/mol by spectroscopic methods | BIPM | 2009 | Completed | Run in parallel to CCQM-K74 | N/A
EAWG/IAWG | CCQM-P111 | Seawater salinity | PTB | 2008 | Completed |  | No - superseded by CCQM-K105
EAWG/IAWG | CCQM-P111.1 | Elements in seawater and salinity | PTB | 2010+ |  | See CCQM-P196
EAWG/IAWG | CCQM-P112 | Assay of EDTA | BAM | 2008/9 | Completed |  | No
BAWG | CCQM-P113 | Relative Quantification of Genomic DNA Fragments Extracted from a Biological Tissue | IRMM | 2008 | Completed: Report on BAWG website | Together with K61 (& P60), could be used in support of defined scope CMC, with other supporting evidence as stated in KCWG guidelines | Yes*
BAWG | CCQM-P113.1 | Relative Quantification of Genomic DNA Fragments Extracted from a Biological Tissue | IRMM | 2010 | Completed. Report complete (see K86) | Run in paralllel to CCQM-K86 | No*
BAWG | CCQM-P113.2 | Relative quantification of Bt63 in GM rice matrix sample | NIMC / GLHK/ IRMM | 2012 | Suspended, due to sample homogeneity issues. | Run in parallel to CCQM-K110 | NO*
NAWG | CCQM-P113.3 | Relative quantification of Bt63 in GM rice matrix sample | NIMC / GLHK | 2015 | Study complete. | Run in parallel with CCQM-K86.b | Yes*
NAWG | CCQM-P113.4 | Relative quantification of genomic DNA fragments extracted from high oil matrix (OSR/canola) | NRC/IRMM | 2016 | Study complete. | Run in parallel with CCQM-K86.c | Yes*
NAWG | CCQM-P113.5 | Quantification (and fractional abundance) of genomic DNA extracted from a protein matrix | UME/NIMT | 2021 | Planned | Run in parallel with CCQM-K86.d
OAWG | CCQM-P114 | Brominated Flame Retardants in Plastics: Selected PBDEs and PBBs | IRMM | 2008 | Completed |  | No
GAWG | CCQM-P116 | Multi-component gas stack emissions | VSL | 2008 | Planned | Run in parallel to CCQM-K71
OAWG | CCQM-P117.a | Purity assessment of high purity organic materials: (17β-Estradiol) | BIPM | 2008-2009 | Completed | Run in parallel to CCQM-K55.a | No
OAWG | CCQM-P117.b | Purity assessment of high purity organic materials: aldrin | BIPM | 2010 | Completed | Run in paralled to CCQM-K55.b | No
OAWG | CCQM-P117.c | Purity assessment of high purity organic materials: L-Valine | BIPM | 2011 | Completed | Run in parallel to CCQM-K55c | No
OAWG | CCQM-P117.d | Purity assessment of high purity organic materials: Folic Acid | BIPM | 2015 | Measurements completed | Run in parallel to CCQM-K55d | No
IAWG | CCQM-P118 | Toxic metals in algae | IAEA | 2008-2009 | Report in progress |  | No
IAWG | CCQM-P119 | Lead in solder | NMIJ/NIM/KRISS | 2008-2009 | Completed |  | No
GAWG | CCQM-P120 | Nitrogen dioxide 10 µmol/mol | BIPM | 2009 | Completed | Run in parallel to CCQM-K74 | N/A
OAWG | CCQM-P121.a | Polar Analytes in a Multicomponent Aqueous Solution: Mass Fraction of Amino Acids in acidic solution | BIPM | 2016 | Measurements completed | Run in parallel to CCQM-K78.a | No
OAWG | CCQM-P122 | Chloramphenicol as residue in pig muscle | PTB/BVL | 2009 | Report completed | Run in parallel to CCQM-K81 | No
CAWG/BAWG | CCQM-P123 | Cell quantification on solid substrate | INRIM, LGC,NIST | 2010 | Final result calculations & draft report in preparation |  | No
IAWG | CCQM-P124 | Elemental calibration solutions | PTB | 2010 | Completed | Run in paralllel to CCQM-K87 | No
IAWG | CCQM-P125 | Pb in lead free solder | NMIJ/NIM/KRISS | 2010 | Completed | Run in paralllel to CCQM-K88 | No
IAWG | CCQM-P126 | Trace and essential elements in Herba Ecliptae | GLHK | 2010 | Completed | Run in paralllel to CCQM-K89 | No
IAWG | CCQM-P127 | Copper in bioethanol | INMETRO | 2011 | Completed | Run in parallel to CCQM-K100 | No
IAWG | CCQM-P128 | Pb, As and Hg in a cosmetic material | NIM | 2010 | Completed |  | No
IAWG | CCQM-P128.1 | Pb, As and Hg in a cosmetic material | NIM | 2013 | Completed | Run in parallel to CCQM-K106 | No
OAWG | CCQM-P129 | Water and ethanol in bioethanol fuel | INMETRO, VSL | 2010 | Completed |  | No
SAWG | CCQM-P130 | WD and ED Electron Probe Micro Analysis on Au-Cu alloys | NIST/BAM | 2016 | Completed |  | No
GAWG | CCQM-P131 | N2O at ambient levels | KRISS | 2008 | Completed | Run in parallel to CCQM-K68 | N/A
GAWG | CCQM-P132 | Halocarbons in air | NIST | 2009 | Planned | Run in parallel to CCQM-K83
IAWG | CCQM-P133 | Arsenobetaine in solution and fish | NMIJ/NIM | 2011 | Completed | Run in parallel to CCQM-K97 | No
IAWG | CCQM-P134 | Isotopic composition of Pb in solution and in bronze | BAM | 2011 | Completed | Run in parallel to CCQM-K98 | No
EAWG/IAWG | CCQM-P135 | Purity of salts - Bromide, Nitrate and Sulphate in NaCl | PTB | 2011 | Completed |  | No
EAWG/IAWG | CCQM-P135.1 | Anionic impurities (nitrate) in salt solutions | PTB | 2014 | Completed | Run in parallel with CCQM-K122 | No
OAWG | CCQM-P136 | Organochlorine pesticides in tea | GLHK/NIM | 2011 | Completed | Run in parallel to CCQM-K95 | No
PAWG | CCQM-P137 | Activity of alpha amylase in human serum | NIM | 2015 | Finished | Extension to a KC will be decided. | No
OAWG | CCQM-P138 | Non-polar Analytes in Abiotic Matrix: Brominated flame retardants in sediment | IRMM | 2012 | Report completed | Run in parallel to CCQM-K102 | No
OAWG | CCQM-P139 | Comparison of value assignment of CRMs and PT materials: Ethanol in aqueous matrices | BAM | 2010 | Completed | Run in parallel to CCQM-K79 | No
SAWG | CCQM-P140 | CIGS layer composition | KRISS | 2013 | Completed |  | No
OAWG | CCQM-P141 | Purity assessment of high purity organic materials: Avermectin | NIM | 2012 | No participants | Run in parallel with CCQM-K104 | No
EAWG | CCQM-P142 | Conductance ratio of seawater to KCl solution | PTB | 2012 | Completed |  | No
EAWG | CCQM-P143 | conductivity - preparative comparison | PTB/DFM | 2014 | Completed |  | No
EAWG | CCQM-P144 | Comparison of primary conductivity cells on different instrumentation | PTB | ? | Abandoned
OAWG | CCQM-P145 | Melamine in Milk Powder | NIM/GLHK | 2012 | Draft report completed | Run in parallel with CCQM-K103 | No
IAWG | CCQM-P146 | Elements and Se speciation in human serum | LGC | 2012 | Report in progress | Run in parallel with CCQM-K107 | No
IAWG | CCQM-P147 | Determination of arsenic species, total arsenic and cadmium in brown rice flour | NMIJ | 2013 | Completed | Run in parallel with CCQM-K108 | No
OAWG | CCQM-P148 | Urea and urinc acid in serum | HSA | 2016 | Measurements completed | Run in parallel with CCQM-K109
IAWG | CCQM-P149 | Estimation of impurities for the overall purity evaluation of zinc | BAM | 2008-2009 | Completed |  | Yes (see published paper for discussion of scope)
OAWG | CCQM-P150 | qNMR Purity study | NMIJ | 2013 | Report completed |  | No
OAWG | CCQM-P150.b | qNMR Purity study - pyributicarb | NMIJ | 2017 | Measurements completed |  | No
GAWG | CCQM-P151 | Halocarbons in air | NIST | 2011 | Completed | Run in parallel with CCQM-K83 | Yes
EAWG | CCQM-P152 | pH in water/ethanol mixture | LNE/INMETRO | 2014 | Completed |  | No
EAWG | CCQM-P153 | Electrolytic conductivity in ethanol | INMETRO/PTB | 2014 | Completed |  | No
BAWG | CCQM-P154 | Absolute quantification of DNA | KRISS (NMIA, IRMM, LGC) | 2013 | Complete. Report submitted to KCDB. Published Anal Chem. | Clearly defined scope to measurement claim - supporting studies may be required for some CMCs | Yes*
NAWG | CCQM-P155 | Multiple cancer cell biomarker measurement | LGC | 2014 | Study complete.Final report agreed and published on CCQM NAWG website. Scientific publication in preparation | Reporting delays due to CIM participation issues discussed and resolved April 2017. Final report approved Oct 2017 (WIKI available). Publication in progress | No
IAWG | CCQM-P156 | Element-based quantification and purity analysis of a dNMP standard solution | KRISS | 2013 | Completed |  | No
IAWG | CCQM-P157 | Trace elements in biodiesel fuel | NMIJ / NIST | 2014 | Completed | Run in parallel with CCQM-K123 | No
IAWG | CCQM-P158 | Trace elements and chromium speciation in drinking water | NMIJ/GLHK | 2014 | Completed | Run in parallel with CCQM-K124 | No
IAWG | CCQM-P159 | Iodine and other elements in infant formula | GLHK | 2014 | Completed | Run in parallel with CCQM-K125 | No
IAWG | CCQM-P160 | Isotope ratios / molar mass measurements of Si isotopes in isotopically enriched silicon | PTB | 2014 | Completed |  | No
OAWG | CCQM-P161 | Pharmaceuticals in water | GLHK | 2014 | No participants in pilot study | Run in parallel with CCQM-K126 | No
IAWG | CCQM-P162 | Contaminant and other elements in soil | CENAM/IJS | 2015 | Completed | Run in parallel with CCQM-K127 | No
IAWG | CCQM-P163 | Measurement of heavy metals and organo-tin in leather powder | NIM | 2015 | Report circulated | Run in parallel with CCQM-K128 | No
PAWG | CCQM-P164 | Mass fracton of human growth hormone in serum | PTB | 2017 | Finished | Will run in two stages (checking repeat exp. will start in the middle of 2019) | No
CAWG/BAWG | CCQM-P165 | quantification of CD34+ cell counts | NIST/PTB/NIBSC | 2014 | Report in progress |  | NO
IAWG | CCQM-P166 | Nitrogen mass fraction in glycine | UNIIM | 2015 | Completed | Run in parallel with CCQM-K130 | No
IAWG | CCQM-P167 | Nitrogen mass fraction in milk powder | UNIIM | 2015 | Completed |  | No
OAWG | CCQM-P168 | Mass Fraction of Organic Calibration Solution: PAHs in acetonitrile solution | NIST | 2015 | Measurements completed | Run in parallel with CCQM-K131 | No
OAWG | CCQM-P169 | Vitamin D in serum | NIST | 2015 | No participants in pilot study | Run in parallel with CCQM-K132 | No
OAWG | CCQM-P170 | Phthalates in PVC | NMIJ/NIM | 2018 | Measurements completed | Run in parallel with CCQM-K133 | No
IAWG | CCQM-P171 | Determination of arsenic species and total arsenic in brown rice flour | NMIJ | 2015 | Completed | Run in parallel withK108.2014 | No
GAWG | CCQM-P172 | HNO3 in nitrogen | BIPM | 2018 | In progress | Run in parallel with CCQM-K74.2018 | N/A
IAWG | CCQM-P173 | Elements in human serum | HSA | 2017 | Completed | Run in parallel with CCQM-K139
OAWG | CCQM-P174 | Aflatoxins in dried fig | UME | 2016 | Draft report completed | Run in parallel with CCQM-K138 | No
IAWG | CCQM-P175 | Carbon stable isotope ratio delta values in honey | LGC | 2016 | Completed | Run in parallel with CCQM-K140 | No
GAWG | CCQM-P176 | Ambient Carbon Monoxide | KRISS | 2010 | Completed | Run in parallel with CCQM-K84 | N/A
GAWG | CCQM-P177 | Monoterpenes in Nitrogen | NIST | 2015 | Completed | Run in parallel with CCQM-K121 | N/A
OAWG | CCQM-P178 | Enrofloxacin and sulfadiazine in Bovine Tissue | NRC | 2016 | Results included in K141 final report | Run in paralellel with CCQM-K141 | No
OAWG | CCQM-P179 | Urea and uric acid in serum (Track B Study) | HSA | 2016 | Only one P179 participant | Run in parallel with CCQM-K142 | No
SAWG | CCQM-P180 | Measurement of porosity properties (specific adsorption, BET specific surface area, specific pore volume and pore diameter) of nanoporous Al2O3 | UNIIM & BAM | 2015 | Completed | Run in parallel with CCQM-K136 | No
IAWG | CCQM-P181 | Comparison of copper calibration solutions prepared by NMIs/Dis | NIST | 2016 | Completed | Run in parallel with CCQM-K143
IAWG | CCQM-P182 | Analysis of elemental impurities in alumina powder | KRISS | 2018 | Results reported | Run in parallel with CCQM-K144
IAWG | CCQM-P183 | Essential and toxic elements in bovine liver powder | NIM | 2017 | Completed | Run in parallel with CCQM-K145 | No
NAWG | CCQM-P184 | Copy number concentration and fractional abundance of a mutation (SNV or INDEL) mixed with WT DNA | NMIA/LGC | 2017 | Study complete. Core competence in nucleic acid mutation measurement | Report being formatted for submission to medRxiv | No
OAWG | CCQM-P185 | PAHs in olive oil | NIM | 2018 | Measurements completed | Run in parallel with CCQM-K146 | No
OAWG | CCQM-P186 | Niacin in Milk Powder/Infant Formula | NIST/CENAM | 2017 | Only one P186 participant | Run in parallel with CCQM-K147 | No
OAWG | CCQM-P187.a | Purity assessment of high purity organic materials: Bisphenol A | BIPM | 2017 | Measurements completed | Run in parallel with CCQM-K148.a | No
OAWG | CCQM-P187.b | Mass fraction content of oxytetracycline free base | BIPM | 2022 |  | Run in parallel with CCQM-K148.b
GAWG | CCQM-P188.a | Ambient CO2, 380 to 480 μmol/mol | BIPM with NIST | 2016 | Completed | Run in parallel with CCQM-K120.a | N/A
GAWG | CCQM-P189 | Particle number and concentration comparisons | NPL | 2017 | Draft A | Run in parallel with CCQM-K150
SAWG | CCQM-P190 | Thickness (nm) of HfO2 film | KRISS | 2017 | Completed |  | No
PAWG/IAWG | CCQM-P191 | determination of the amount content of a purity-assessed recombinant protein in an aqueous calibration solution | KRISS | 2017 | Finished | Run in parallel with CCQM-K151 | No (K151)
IAWG/EAWG | CCQM-P192 | Purity assessment of high purity potassium iodate | UNIIM | 2018 | Completed | Run in parallel with CCQM-K152 | No
GAWG | CCQM-P193 | 10 umol/mol water vapour in nitrogen | NPL | 2015 | Completed | Run in parallel with CCQM-K116 | N/A
IAWG | CCQM-P194 | Suspension of colloidal gold nanoparticles (citrate capped) in water | LGC | 2017 | Report in progress
SAWG | CCQM-P195 | Measurement of BET specific surface area of nonporous SiO2 | UNIIM | 2017 | canceled | canceled
IAWG | CCQM-P196 | Elements and tributyl tin in seawater | GLHK/UME | 2019 | Results reported | Run in parllel with CCQM-K155
CAWG | CCQM-P197 | Proliferative stem cell number per unit area | NPL | 2022 | Planning | Clarification of the measurment claim and associated measurands for this study ongoing.
OAWG | CCQM-P198 | L-PFOA and L-PFOS in Ground Water | UME | 2018 | Measurements completed | Run in parllel with CCQM-K156 | No
NAWG | CCQM-P199 | Copy number concentration of HIV-1 RNA genomic sequences | LGC /(NIBSC) | 2018 | Report circulated for comment |  | Yes*
NAWG | CCQM-P199.b | Copy number concentration of SARS-CoV-2 RNA genomic sequences | NML(LGC), NIMC, NIBSC, NIST | 2020 | Report being drafted |  | Yes*
IAWG | CCQM-P200 | Measurement of a range of spiked and natural elements in rice material in addition to Sr (with natural isotope ratios), associated Rb and inorganic As. | NMIJ and KRISS | 2021 | Measurements by participants underway | Run in parllel with CCQM-K158
PAWG/IAWG | CCQM-P201 | Total haemoglobin concentration in human whole blood | PTB | 2019 | Finished | Follow-up KC planned for 2022 | No
OAWG | CCQM-P202 | Mass fraction of leucine, phenylalanine in pooled frozen human plasma | LGC | 2019 | Measurements completed | Run in parllel with CCQM-K159 | No
IAWG | CCQM-P203 | Platinum Group Elements in Automotive Catalyst | LGC | 2020 | Measurements by participants underway | Run in parllel with CCQM-K160
GAWG | CCQM-P204 | CO2 Isotope Ratios (δ13C and δ18O)in pure CO2 | BIPM/IAEA | 2019 | In progress
CAWG | CCQM-P205 | Quantification of E. coli in drinking water | NIM | 2021 | Expected to start 2021 | Sample distribution and study commencement late 2021
GAWG | CCQM-P206 | N2O at ambient levels | BIPM/KRISS | 2019 | In progress | Run in parallel with CCQM-K68.2019
IAWG | CCQM-P207 | Anions in seawater | NIM | 2021 | Measurements by participants underway | Run in parallel with CCQM-K161
IAWG | CCQM-P208 | Selenoproteins and total selenium in human serum | LGC/NIST | 2021 | Planned | Run in parallel with CCQM-K162
OAWG | CCQM-P209 |  | CENAM/INMETRO | 2019 | Measurements completed | Run in parrallel with SIM.QM-K27.2019 | No
IAWG/SAWG | CCQM-P210 | Measurement of nanoparticle number concentration in liquid suspension | LGC | 2021 | Measurements underway | Run in parallel with CCQM-K166
IRWG | CCQM-P211 | Carbon isotope delta relative to the Vienna Peedee Belemnite | NRC | 2019 | Planned | Run in parallel to CCQM-K167 | y
IRWG | CCQM-P212 | Carbon isotope delta measurements of various internatonal reference materials, and the sample NRC Vanillin, relative to the in-house CO2 reference gas | NRC | 2019 | Planned |  | n
IRWG | CCQM-P213 | Delta copper isotope ratio measurements in high purity materials | NRC, NIST, BAM and PTB | 2020 | Planned |  | n
OAWG | CCQM-P214 | Trans-zearalenone in maize powder | NIM | 2020 | Measurements completed | Run in parallel to CCQM-K168 | No
IAWG | CCQM-P215 | Arsenic Speciation in Seafood (Aquatic Animals) | GLHK | 2022 | Measurements just completed
PAWG | CCQM-P216 | Quantification of SARS-CoV-2 monoclonal antibody in solution | NIM, NRC and BIPM | 2020 | In progress | Stage 2 deadline extended to end of Feb 2022 | No
CAWG | CCQM-P217 | Enumeration of fixed peripheral blood mononuclear cells in suspension | NIBSC | 2020 | Ongoing | Report under preparation
NAWG | CCQM-P218 | Breast cancer biomarker HER2 copy number variation (CNV) measurement | NIM, NML | 2021 | In Progress | Run in parallel to CCQM-K176
PAWG | CCQM-P219 | Determination of amount-of-substance fraction of hemoglobin A1c (HbA1c) in human hemolysate | HSA, LNE, NIM, and KRISS | 2021 | In progress | Samples distributed, results submission until May 2022 | No
IAWG | CCQM-P220 | Assay of Sodium Carbonate Assay of sodium oxalate | VNIIM/UNIIM/NIM VNIIM-UNIIM | 2021 2022 | Report in progress Planned | Run in parallel to CCQM-K173 CCQM-K169
EAWG | CCQM-P221 | Determine A) activity function and B) pH on the total hydrogen ion scale of sea water matrix with 0.08 mol/kg of tris/tris-hydrochloride buffer | NIST, LNE | 2022 | in progress
CAWG | CCQM-P222 | Number concentration measurement of particles for cellular analysis | NMIJ, PTB | 2022 | Planned | With consulation and participation by IAWG
IAWG | CCQM-P223 | rare earth elements (REEs), uranium and thorium in soil matrix | JSI and UME | 2023 | Planned
OAWG | CCQM-P224 | Mass fraction content of oxytetracycline hydrochloride salt | BIPM | 2022 | planned | Run in parallel to CCQM-K179
GAWG | CCQM-P225.a | Amount fraction of carbon dioxide (air for part a /nitrogen for part b) | BIPM | 2022-10-15
GAWG | CCQM-P225.b | Amount fraction of carbon dioxide (air for part a /nitrogen for part b) | BIPM | 2022-10-15
OAWG | CCQM-P226 | Mass fraction of metronidazole in pig muscle | BVL | 1905-07-14 |  | Run in parallel to CCQM-K180
NAWG | CCQM-P227 | SARS-CoV-2 RNA copy number quantification | NIM, NML,NIBSC,NIST | 2022 | planned
| APMP.QM-P06 | Phosphate buffer solution; nominal value pH= 6.9 | NIMJ | 2004 | Completed | NIMT code "E" | No, superseded by a KC
| APMP.QM-P09 | Phthalate buffer solution; nominal value pH= 4 | NIMJ | 2006 | Completed |  | No, superseded by a KC

## PAWG
CCQM Proteins Analysis Working Group Key Comparisons and Pilot Studies
Date updated | 2022-12-07
WG | Reference No. | Description | Coordinating Laboratory | Start date | Status | Comments | Can be used for CMC review?
PAWG | CCQM-K115 | Peptide purity determination - synthetic human C peptide (HCP) | BIPM/NIMC | 2013 | Finished | Run in parallel to CCQM-P55.2 (Final report due: Fall 2016) | Yes
PAWG | CCQM-K115.b | Peptide purity - synthetic oxytocin (OXT) | BIPM/NIMC | 2018 | In progress | Run in parallel with CCQM-P55.2.b | Yes
PAWG | CCQM-K115.c | Peptide purity - synthetic glycated hexapeptide of HbA1c (GE) | BIPM/NIMC/HSA | 2019 | Finished | Run in parallel with CCQM-P55.2.c
PAWG | CCQM-K115.2018 | Peptide purity - synthetic hexapeptide of HbA0 (VE) | BIPM/NIMC/HSA | 2019 | Finished | Run in parallel with CCQM-P55.2.2018
PAWG/IAWG | CCQM-K151 | determination of the amount content of a purity-assessed recombinant protein in an aqueous calibration solution | KRISS | 2017 | Finished | Run in parallel with CCQM-P191 | Yes
PAWG | CCQM-K163 | Activity of alpha amylase in human serum | NIM/IFCC | 2021 | Planned | Extension to a KC from CCQM-P137
PAWG | CCQM-K177 | The mass fraction of total human growth hormone will be determined in serum | PTB | 2022 | Measurements completed | Call for participants in Dec 2021
PAWG | CCQM-P55.2 | Peptide purity determination - synthetic human C peptide (HCP) | BIPM/NIMC | 2013 | Intitial results reported, further discussion is needed | Run in parallel to CCQM-K115 (Final report due: Fall 2016) | No (K115)
PAWG | CCQM-P55.2.b | Peptide purity - synthetic oxytocin (OXT) | BIPM/NIMC | 2018 | Planned | Run in parallel to CCQM-K115.b | No (K115.b)
PAWG | CCQM-P55.2.c | Peptide purity - synthetic glycated hexapeptide of HbA1c (GE) | BIPM/NIMC/HSA | 2018 | Planned | Run in parallel to CCQM-K115.c | No (K115.c)
PAWG | CCQM-P55.2.2018 | Peptide purity - synthetic hexapeptide of HbA0 (VE) | BIPM/NIMC/HSA | 2018 | Planned | Run in parallel to CCQM-K115.2018 | No (K115.2018)
PAWG | CCQM-P137 | Activity of alpha amylase in human serum | NIM | 2015 | Finished | Extension to a KC will be decided. | No
PAWG | CCQM-P164 | Mass fracton of human growth hormone in serum | PTB | 2017 | Finished | Will run in two stages (checking repeat exp. will start in the middle of 2019) | No
PAWG/IAWG | CCQM-P191 | determination of the amount content of a purity-assessed recombinant protein in an aqueous calibration solution | KRISS | 2017 | Finished | Run in parallel with CCQM-K151 | No (K151)
PAWG/IAWG | CCQM-P201 | Total haemoglobin concentration in human whole blood | PTB | 2019 | Finished | Follow-up KC planned for 2022 | No
PAWG | CCQM-P216 | Quantification of SARS-CoV-2 monoclonal antibody in solution | NIM, NRC and BIPM | 2020 | In progress | Stage 2 deadline extended to end of Feb 2022 | No
PAWG | CCQM-P219 | Determination of amount-of-substance fraction of hemoglobin A1c (HbA1c) in human hemolysate | HSA, LNE, NIM, and KRISS | 2021 | In progress | Samples distributed, results submission until May 2022 | No

## NAWG
CCQM Nucleic Acids Analysis Working Group Key Comparisons and Pilot Studies
Date updated | 2022-07-26
WG | Reference No. | Description | Coordinating Laboratory | Start date | Status | Comments | Can be used for CMC review?
NAWG | CCQM-K86.b | Relative quantification of Bt63 in GM rice matrix sample | NIMC / GLHK | 2015 | Study complete. Report Draft A discussed & KCRV agreed October 2016. Draft B report agreed April 2017 submitted to KCDB following minor ammendments requested on CCQM WG Chair review.Available on KCDB. Will be published in Metrologia | Run in parallel to CCQM-P113.3 | Yes
NAWG | CCQM-K86.c | Relative quantification of genomic DNA fragments extracted from high oil matrix (OSR/canola) | NRC/IRMM | 2016 | Study complete. Preliminary results discussed April 2017.KCRV determined & Draft B report agreed. Approval for CMC review April 2018. Final report minor ammendments in progress - prior to submission to KCDB | Run in parallel to CCQM-P113.4 | Yes
NAWG | CCQM-K86.d | Quantification (and fractional abundance) of genomic DNA extracted from a protein matrix | UME/NIMT | 2021 | In Progress | Run in parallel to CCQM-P113.5
NAWG | CCQM-K176 | Breast cancer biomarker HER2 copy number variation (CNV) measurement | NIM, NML | 2021 | In Progress | Run in parallel to CCQM-P218
NAWG | CCQM-K181 | SARS-CoV-2 RNA copy number quantification | NIM, NML,NIBSC,NIST | 2022 | planned
NAWG | CCQM-P94.3 | Quantitative analysis of DNA methylation of a defined human genomic DNA region | UME , KISS | 2022 | planned
NAWG | CCQM-P113.3 | Relative quantification of Bt63 in GM rice matrix sample | NIMC / GLHK | 2015 | Study complete. | Run in parallel with CCQM-K86.b | Yes*
NAWG | CCQM-P113.4 | Relative quantification of genomic DNA fragments extracted from high oil matrix (OSR/canola) | NRC/IRMM | 2016 | Study complete. | Run in parallel with CCQM-K86.c | Yes*
NAWG | CCQM-P113.5 | Quantification (and fractional abundance) of genomic DNA extracted from a protein matrix | UME/NIMT | 2021 | Planned | Run in parallel with CCQM-K86.d
BAWG | CCQM-P154 | Absolute quantification of DNA | KRISS (NMIA, IRMM, LGC) | 2013 | Complete. Report submitted to KCDB. Published Anal Chem. | Clearly defined scope to measurement claim - supporting studies may be required for some CMCs | Yes*
NAWG | CCQM-P155 | Multiple cancer cell biomarker measurement | LGC | 2014 | Study complete.Final report agreed and published on CCQM NAWG website. Scientific publication in preparation | Reporting delays due to CIM participation issues discussed and resolved April 2017. Final report approved Oct 2017 (WIKI available). Publication in progress | No
NAWG | CCQM-P184 | Copy number concentration and fractional abundance of a mutation (SNV or INDEL) mixed with WT DNA | NMIA/LGC | 2017 | Study complete. Core competence in nucleic acid mutation measurement | Report being formatted for submission to medRxiv | No
NAWG | CCQM-P199 | Copy number concentration of HIV-1 RNA genomic sequences | LGC /(NIBSC) | 2018 | Report circulated for comment |  | Yes*
NAWG | CCQM-P199.b | Copy number concentration of SARS-CoV-2 RNA genomic sequences | NML(LGC), NIMC, NIBSC, NIST | 2020 | Report being drafted |  | Yes*
NAWG | CCQM-P218 | Breast cancer biomarker HER2 copy number variation (CNV) measurement | NIM, NML | 2021 | In Progress | Run in parallel to CCQM-K176
NAWG | CCQM-P227 | SARS-CoV-2 RNA copy number quantificatio | NIM, NML,NIBSC,NIST | 2022 | planned

## CAWG
CCQM Cells Analysis Working Group Key Comparisons and Pilot Studies
Date updated | 2021-12-01
WG | Reference No. | Description | Coordinating Laboratory | Start date | Status | Comments | Can be used for CMC review?
CAWG/BAWG | CCQM-P123 | Cell quantification on solid substrate | INRIM, LGC,NIST | 2010 | Final result calculations & draft report in preparation |  | No
CAWG | CCQM-P165 | quantification of CD34+ cell counts | NIST/PTB/NIBSC | 2014 | Report in progress |  | NO
CAWG | CCQM-P197 | Proliferative stem cell number per unit area | NPL | 2022 | Planning | Clarification of the measurment claim and associated measurands for this study ongoing.
CAWG | CCQM-P205 | Quantification of E. coli in drinking water | NIM | 2021 | Expected to start 2021 | Sample distribution and study commencement late 2021
CAWG | CCQM-P217 | Enumeration of fixed peripheral blood mononuclear cells in suspension | NIBSC | 2020 | Ongoing | Report under preparation
CAWG | CCQM-P222 | Number concentration measurement of particles for cellular analysis. Aqueous suspension of polystyrene latex (PSL) microspheres | NMIJ, PTB | 2022 | Planned | With consulation and participation by IAWG

## EAWG
CCQM Electrochemical Analysis Working Group Key Comparisons and Pilot Studies
Date updated | 2022-01-17
WG | Reference No. | Description | Coordinating Laboratory | Start date | Status | Comments | Can be used for CMC review?
EAWG | CCQM-K9 | pH 7.0 (Phosphate) | PTB | 1999 | Approved for Equivalence |  | Yes
EAWG | CCQM-K9 Subsequent (CCQM-K9.1) | pH 7.0 (Phosphate) PTB-SMU Bilat. | PTB | 2001 | Approved for Equivalence |  | Yes
EAWG | CCQM-K9.2 | Phosphate buffer solution; nominal value pH= 6.9 | PTB | 2006 | Approved for Equivalence | Subsequent to CCQM-K9 | Yes
| APMP.QM-K9 | pH 7.0 (Phosphate) | NMIJ | 2009 | Approved for Equivalence |  | Yes
EAWG | CCQM-K17 | pH 4.1 (Phthalate) | PTB | 2001 | Approved for Equivalence |  | Yes
| EUROMET.QM-K17 | pH 4.1 (Phthalate) | PTB | 2004 | Approved for Equivalence |  | Yes
EAWG | CCQM-K17.1 | pH 4.1 (Phthalate) | PTB | 2010 |  | Identifier changed to CCQM-K91
EAWG | CCQM-K18 | pH 10.1(Carbonate) | SMU | 2006 | Approved for Equivalence |  | Yes
EAWG | CCQM-K18.1 | pH 10.1(Carbonate)-subsequent | SMU | 2007 | Approved for Equivalence | Subsequent to CCQM-K18 | Yes
EAWG | CCQM-K18.2016 | pH 10.1 (Carbonate) | NIST | 2016 | Approved for Equivalence |  | Yes
EAWG | APMP.QM-K18.2016 | pH 10.1 (Carbonate) | NMIJ | 2019 | Approved for Equivalence |  | Yes
EAWG | CCQM-K19 | pH 9.2 (Borate) | PTB | 2004 | Approved for Equivalence |  | Yes
EAWG | CCQM-K19.1 | pH 9.2 (Borate) | PTB | 2009/10 | Approved for Equivalence |  | Yes
| APMP.QM-K19 | pH 9.2 (Borate) | NMIJ | 2013 | Approved for Equivalence | parallel to APMP.QM-P25 | Yes
EAWG | CCQM-K19.2018 | pH 9.2 (Borate) | NMIJ/VNIIFTRI | 2019 | Draft B | Repeat of CCQM-K19 | Yes
EAWG | CCQM-K19.2018.1 | pH 9.2 (Borate) | NMIJ/VNIIFTRI | 2021 | in progress | Subsequent to CCQM-K19.2018
EAWG | CCQM-K20 | pH 1.7 (Tetroxalate) | NIST | 2007 | Approved for Equivalence |  | Yes
EAWG/IAWG | CCQM-K34 | Assay of Potassium hydrogen phthalate (KHP) | SMU | 2003 | Approved for Equivalence |  | Yes
EAWG/IAWG | CCQM-K34.1 | Assay of Potassium hydrogen phthalate (KHP) | SMU | 2005 | Approved for Equivalence | BAM/SMU bilateral comparison | Yes
EAWG/IAWG | CCQM-K34.2 | Assay of Potassium hydrogen phthalate (KHP) | SMU | 2008 | Approved for Equivalence | UNIIM/SMU bilateral comparison +INMETRO | Yes
EAWG/IAWG | CCQM-K34.2016 | Assay of Potassium hydrogen phthalate (KHP) | NIM | 2017 | Approved for Equivalence |  | Yes
EAWG/IAWG | CCQM-K34.2016.1 | Assay of Potassium hydrogen phthalate (KHP) | NIM | 2019 | Approved for Equivalence | Subsequent to CCQM-K34.2016 | Yes
EAWG | CCQM-K36.a | Electrolytic Conductivity (0.5 S/m) | DFM | 2005 | Approved for Equivalence |  | Yes
EAWG | CCQM-K36.b | Electrolytic Conductivity (0.005 S/m) | DFM | 2005 | Approved for Equivalence |  | Yes
EAWG | CCQM-K36.1 | Electrolytic Conductivity - Subsequent | DFM | 2007 | Approved for Equivalence | Subsequent to CCQM-K36 | Yes
EAWG | CCQM-K36.2016 | Electrolytic Conductivity | PTB | 2016 | Approved for Equivalence |  | Yes
| COOMET QM-K36 | Electrolytic Conductivity (0.5 S/m) | UkrMetrTestStandard | 2011 | Approved for Equivalence |  | Yes
EAWG / IAWG | CCQM-K48 | Assay of KCl | NIM | 2007/8 | Approved for Equivalence |  | Yes
EAWG / IAWG | CCQM-K48.2014 | Assay of KCl | NIM | 2014 | Approved for Equivalence | Originally numbered as CCQM-K114 | Yes
EAWG / IAWG | CCQM-K73 | Assay of HCl | NIST | 2009 | Approved for Equivalence | run in parallel with P19.2 | Yes
EAWG | CCQM-K73.2018 | Assay of HCl | PTB | 2019 | Approved for Equivalence | Subsequent to CCQM K73 | Yes
EAWG | CCQM-K73.2018.1 | Assay of HCl | PTB | 2021 | Approved for Equivalence | Subsequent to CCQM K73.2018
EAWG | CCQM-K91 | pH of phthalate buffer (pH~4) | PTB | 2011 | Approved for Equivalence |  | Yes
EAWG | CCQM-K91.2022 | pH of phthalate buffer (pH~4) | PTB | 2022 | Approved for Equivalence | Subsequent to CCQM K91
| SIM.QM-K91 | pH of phthalate buffer (pH~4) | INMETRO | 2014 | Approved for Equivalence |  | Yes
| APMP.QM-K91 | pH of phthalate buffer (pH~4) | NMIJ | 2015 | Approved for Equivalence |  | Yes
EAWG | CCQM-K92 | electrolytical conductivity (20 and 0.05 S/m) | SMU | 2011 | Approved for Equivalence |  | Yes
| SIM.QM-K92 | electrolytical conductivity (0.05 S/m) | INMETRO | 2013 | Approved for Equivalence |  | Yes
EAWG/IAWG | CCQM-K96 | Amount content of potassium dichromate | SMU/KRISS | 2011 | Approved for Equivalence |  | Yes
EAWG/IAWG | CCQM-K96.1 | Amount content of potassium dichromate | KRISS | 2013 | Approved for Equivalence | Bilateral comparison | Yes
EAWG | CCQM-K99 | pH of phosphate buffer (pH 7.5) | PTB | 2014 | Approved for Equivalence |  | Yes
EAWG | CCQM-K105 | Conductivity (seawater sample, ca 5 S/m) | INRIM | 2012 | Approved for Equivalence |  | Yes
EAWG/IAWG | CCQM-K114 | Amount content of chloride in KCl | NIM |  |  | CCQM-K48.2014 under new numbering system
IAWG | CCQM-K122 | Anionic impurities (bromide, sulfate) and Pb in salt solutions | PTB | 2014 | Draft A report in progress | Run in parallel with CCQM-P135.1
EAWG | EURAMET.QM-S7 | Electrolytic conductivity at pure water level | PTB | 2013/4 | Approved for Equivalence |  | Yes
IAWG/EAWG | CCQM-K152 | Purity assessment of high purity potassium iodate | UNIIM | 2018 | Approved for Equivalence | Run in parallel with CCQM-P192 Results presented | Yes
EAWG | EURAMET.QM-S12 | Electrolytic conductivity at pure water level | PTB | 2018 | Approved for Equivalence | Follow-up on EURAMET.QM-S7 | Yes
EAWG/IAWG | CCQM-K169 | Amount content of sodium oxalate | NMIJ | 2020 | in progress
EAWG | CCQM-K170 | electrolytical conductivity (20 and 0.5 S/m) | DFM | 2020 | in progress
EAWG/IAWG | CCQM-K173 | Assay of Sodium Carbonate | VNIIM/UNIIM/NIM | 2021 | Draft B | Run in parallel with CCQM-P220 | Yes
EAWG/IAWG | CCQM-P19 | Assay of HCl | NIST | 1999 | Completed 2001 |  | No - sample problems
EAWG/IAWG | CCQM-P19.1 | Purity of HCl | NIST | 2002 | Completed |  | No
EAWG/IAWG | CCQM-P19.2 | Assay of HCl | NIST | 2009 | Completed | Run in parallel to CCQM-K73 | No
EAWG | CCQM-P22 | Electrolytic Conductivity | DFM | 2001 | Completed |  | No
EAWG/IAWG | CCQM-P36 | Assay of Potassium hydrogen phthalate (KHP) | SMU/NIST | 2002 | Completed | Followed by CCQM-K34 | No
EAWG | CCQM-P37 | Fundamental Studies of pH Standards | SMU | 2002 | Completed |  | No
EAWG | CCQM-P37.1 | Problems in primary pH measurement | PTB+NPL | 2009 | Completed |  | No
EAWG | CCQM-P37.2 | International Comparison on Ag¦AgCl electrodes for pH Measurement | NPL | 2012 | Completed |  | No
EAWG | CCQM-P47 | Electrolytic Cond. (low level) | NMi | 2003 | Completed |  | No
EAWG | CCQM-P52 | pH 10.1(Carbonate) | SMU | 2003 | Completed | Run before CCQM-K18 (separately) | No
EAWG | CCQM-P82 | pH 9.2 (Borate) | PTB | 2005 | Completed | Run in parallel to CCQM-K19 | No -parallel to KC
EAWG | CCQM-P83 | Electrolytic Conductivity (0.5 mS/m) | DFM | 2008/9 | Completed |  | yes
EAWG | CCQM-P93 | pH 7 preparation study | SMU | 2018 | Completed |  | yes
EAWG/IAWG | CCQM-P111 | Seawater salinity | PTB | 2008 | Completed |  | No - superseded by CCQM-K105
EAWG/IAWG | CCQM-P111.1 | Elements in seawater | PTB | 2016+ | Planned | see IAWG, CCQM-K155
EAWG/IAWG | CCQM-P112 | Assay of EDTA | BAM | 2008/9 | Completed |  | No
EAWG | CCQM-P142 | Conductance ratio of seawater to KCl solution | PTB | 2012 | Completed |  | No
EAWG | CCQM-P143 | conductivity - preparative comparison | PTB/DFM | 2014 | Completed |  | No
EAWG | CCQM-P144 | Comparison of primary conductivity cells on different instrumentation | PTB | ? | Abandoned
EAWG | CCQM-P152 | pH in water/ethanol mixture | LNE/INMETRO | 2014 | Completed |  | No
EAWG | CCQM-P153 | Electrolytic conductivity in ethanol | INMETRO/PTB | 2014 | Completed |  | No
IAWG/EAWG | CCQM-P192 | Purity assessment of high purity potassium iodate | UNIIM | 2018 | Completed | Run in parallel with CCQM-K152 Results presented | No
EAWG | CCQM-P220 | Assay of sodium oxalate | NMIJ | 2021 | in progress | Run in parallel to CCQM-K169
EAWG | CCQM-P221 | Determine A) activity function and B) pH on the total hydrogen ion scale of sea water matrix with 0.08 mol/kg of tris/tris-hydrochloride buffer | NIST, LNE | 2022 | in progress
| APMP.QM-P06 | Phosphate buffer solution; nominal value pH= 6.9 | NIMJ | 2004 | Completed | NIMT code "E" | No, superseded by a KC
| APMP.QM-P09 | Phthalate buffer solution; nominal value pH= 4 | NIMJ | 2006 | Completed |  | No, superseded by a KC

## GAWG
CCQM Gas Analysis Working Group Key Comparisons and Pilot Studies
Date updated | 2022-11-01
WG | Reference No. | Description | Coordinating Laboratory | Start date | Status | Comments | Can be used for CMC review?
GAWG | BIPM.QM-K1 | Ozone at ambient level | BIPM | 2006 | Approved for Equivalence |  | Yes
GAWG | CCQM-K1.a | CO in N2 | VSL | 1998 | Approved for Equivalence |  | No
| COOMET.QM-K1.a | CO in N2 | VNIIM | 2008 | Approved for Equivalence |  | No
GAWG | CCQM-K1.b | CO2 in N2 | VSL | 1998 | Approved for Equivalence |  | No
GAWG | CCQM-K1.c | NO in N2 | VSL | 1998 | Approved for Equivalence |  | No
| EUROMET.QM-K1.c | NO in N2 | VSL | 2002 | Approved for Equivalence |  | No
| APMP.QM-K1c | NO in N2 | KRISS | 2005 | Approved for Equivalence |  | No
GAWG | CCQM-K1.d | SO2 in N2 | VSL | 1998 | Approved for Equivalence |  | No
| APMP.QM-K1d | SO2 in N2 | NMIJ | 2005 | Approved for Equivalence |  | No
GAWG | CCQM-K1.e,f,g | Natural gases (Types 1,2,3) | VSL | 1998 | Approved for Equivalence |  | No
GAWG | CCQM-K3 | CO, CO2, propane in N2 | VSL | 1998 | Approved for Equivalence |  | No
| APMP.QM-K3 | CO, CO2, propane in N3 | KRISS | 2000 | Approved for Equivalence |  | No
| EUROMET.QM-K3 | CO, CO2, propane in N4 | VSL | 2000 | Approved for Equivalence |  | No
| COOMET.QM-K3 | CO, CO2, propane in N5 | VNIIM | 2005 | Approved for Equivalence |  | No
GAWG | CCQM-K3.2019 | Track A, CO, CO2, propane in N2 | VSL | 2019 | Draft A |  | No
| EURAMET.QM-K3.2019 | CO, CO2, propane in N2 | VSL | 2019 | In progress |  | No
GAWG | CCQM-K4 | Ethanol in air | NPL | 1999 | Approved for Equivalence |  | No
| APMP.QM-K4 | Ethanol in air | NMIJ | 2000 | Approved for Equivalence |  | No
| APMP.QM-K4.1 | Ethanol in air | NMIJ | 2005 | Approved for Equivalence |  | No
| EUROMET.QM-K4 | Ethanol in air | NPL | 2000 | Approved for Equivalence |  | No
| EUROMET.QM-K4.1 | Ethanol in air | VSL | 2009 | Approved for Equivalence |  | Yes
GAWG | CCQM-K7 | Benzene/toluene/xylene (BTX) in N2/Air | NIST | 1999 | Approved for Equivalence |  | No
GAWG | CCQM-K10 | BTX in N2 (low conc 10-30 ppb) | NIST/NPL | 2001 | Approved for Equivalence |  | No
GAWG | CCQM-K10.2018 | BTEX 5 nmol/mol in Nitrogen, 6 components (B,T,EB,o-,m-,p-X) | NIST | 2018 | Approved for Equivalence |  | Yes
GAWG | CCQM-K15 | SF6, CFCs - emission levels | KRISS | 2003 | Approved for Equivalence | Run in parallel to CCQM-P51 | Yes
GAWG | CCQM-K16.a | Natural Gas (Types IV)) | BAM/VSL | 2001 | Approved for Equivalence | Run in parallel to CCQM-P49.a | No
GAWG | CCQM-K16.b | Natural Gas (TypesV)) | BAM/VSL | 2001 | Approved for Equivalence | Run in parallel to CCQM-P49.b | No
GAWG | CCQM-K22 | VOCs in Air | NMIJ | 2003 | Approved for Equivalence | Run in parallel to CCQM-P71 | No
GAWG | CCQM-K23.a | Natural Gas (Repeat) /LPG (Type I) | VSL | 2004 | Approved for Equivalence |  | No
GAWG | CCQM-K23.b | Natural Gas (Repeat) /LPG (Type II) | VSL | 2004 | Approved for Equivalence |  | No
| COOMET.QM-K23.b | Natural Gas (Repeat) /LPG (Type II) | VNIIM | 2008 | Approved for Equivalence |  | No
GAWG | CCQM-K23.c | Natural Gas (Repeat) /LPG (Type III) | VSL | 2004 | Approved for Equivalence |  | No
GAWG | CCQM-K26.a | Reactive gases-ambient levels - NO in N2 | NPL | 2003 | Approved for Equivalence | Run in parallel to CCQM-P50.a | Yes
| EUROMET.QM-K26 | Reactive gases-ambient levels - NO in N2 | NPL | 2012 | Approved for Equivalence |  | Yes
GAWG | CCQM-K26.b | Reactive gases-ambient levels - SO2 in Air | NPL | 2003 | Approved for Equivalence | Run in parallel to CCQM-P50.b | Yes
GAWG | CCQM-K26.b.2019 | Reactive gases-ambient levels - SO2 in Air | NPL | 2019 | In progress |  | No
GAWG | CCQM-K41 | H2S in Nitrogen | NIST | 2004 | Approved for Equivalence |  | No
GAWG | CCQM-K41.2017 | H2S in Nitrogen (10 μmol/mol) | KRISS | 2017 | Approved for Equivalence |  | Yes
APMP | APMP.QM-K41 | H2S in Nitrogen | KRISS | 2009 | Approved for Equivalence |  | No
GAWG | CCQM-K46 | Ammonia in nitrogen | VSL | 2005 | Approved for Equivalence |  | No
APMP | APMP.QM-K46 | Ammonia in nitrogen | CERI | 2011 | Approved for Equivalence |  | No
GAWG | CCQM-K51 | CO in nitrogen (5 µmol/mol) | NMISA | 2006 | Approved for Equivalence |  | Yes
GAWG | CCQM-K52 | Track A, CO2 in air (360 - 400 ppm) | VSL | 2006 | Approved for Equivalence |  | Yes
GAWG | CCQM-K53 | Track A, O2 in nitrogen- preparative capabilities | KRISS | 2006 | Approved for Equivalence |  | Yes
APMP | APMP.QM-K53 | O2 in nitrogen- preparative capabilities | KRISS | 2011 | Approved for Equivalence |  | Yes
GAWG | CCQM-K54 | n-Hexane in methane - preparative capabilities | VSL | 2006 | Approved for Equivalence |  | Yes
GAWG | CCQM-K65 | Mercaptans in methane | VNIIM | 2008 | Approved for Equivalence |  | Yes
GAWG | CCQM-K66 | Purity analysis | NMIJ | 2008 | Approved for Equivalence |  | Yes
GAWG | CCQM-K68 | N2O at ambient levels | KRISS | 2008 | Approved for Equivalence |  | Yes
GAWG | CCQM-K68.2019 | N2O at ambient levels | BIPM/KRISS | 2019 | Draft B | Run in parallel with CCQM-P206 | No
GAWG | CCQM-K71 | Multi-component gas stack emissions | VSL | 2008 | Approved for Equivalence | Run in parallel to CCQM-P117 | Yes
GAWG | CCQM-K74 | Nitrogen dioxide 10 µmol/mol | BIPM | 2010 | Approved for Equivalence |  | Yes
GAWG | CCQM-K74.2018 | NO2 in Nitrogen (10 μmol/mol) | BIPM | 2018 | Approved for Equivalence | (1) Re-registered as CCQM-K74.2018; and (2) run in parallel with CCQM-P172 | Yes
GAWG | CCQM-K76 | Track A, SO2 in nitrogen (100 μmol/mol) | NIST | 2009 | Approved for Equivalence |  | Yes
| COOMET.QM-K76 | SO2 in nitrogen (100 μmol/mol) | VNIIM | 2011 | Approved for Equivalence |  | Yes
GAWG | CCQM-K77 | Synthetic refinery gas | VSL | 2009 | Approved for Equivalence |  | Yes
GAWG | CCQM-K82 | Methane in air | BIPM | 2009 | Approved for Equivalence |  | Yes
GAWG | CCQM-K83 | Halocarbons in air | NIST | 2011 | Approved for Equivalence | Run in paralllel to CCQM-P151 | Yes
GAWG | CCQM-K84 | Ambient Carbon Monoxide | KRISS | 2010 | Approved for Equivalence | Run in paralllel to CCQM-P176 | Yes
GAWG | CCQM-K90 | Formaldehyde in air | BIPM | 2010 | Approved for Equivalence |  | Yes
GAWG | APMP.QM-K90 | Formaldehyde in nitrogen | NMIJ/KRISS | 2018 | In progress
GAWG | CCQM-K93 | Ethanol in nitrogen or air (preparative) | NPL | 2011 | Approved for Equivalence |  | Yes
| COOMET.QM-K93 | Ethanol in nitrogen or air (preparative) | VNIIM | 2014 | Approved for Equivalence |  | Yes
GAWG | CCQM-K94 | DMS (Di-methyl sulphide) in nitrogen | KRISS | 2011 | Approved for Equivalence |  | Yes
GAWG | CCQM-K101 | Oxygen in nitrogen at 10 umol/mol | NIM | 2011 | Approved for Equivalence |  | Yes
GAWG | CCQM-K111 | Track A, Propane(C3H8) in Nitrogen | VSL | 2014 | Approved for Equivalence |  | Yes
| APMP.QM-K111 | Track A, Propane(C3H8) in Nitrogen | CERI | 2014 | Approved for Equivalence |  | Yes
| EURAMET.QM-K111 | Track A, Propane(C3H8) in Nitrogen | VSL | 2014 | Approved for Equivalence |  | Yes
| SIM.QM-K111 | Track A, Propane(C3H8) in Nitrogen | INMETRO | 2014 | Approved for Equivalence |  | Yes
| COOMET.QM-K111 | Track A, Propane(C3H8) in Nitrogen | VNIIM | 2014 | Approved for Equivalence |  | Yes
GAWG | CCQM-K111.1 | Bilateral comparison propane in nitrogen | VSL | 2015 | Approved for Equivalence | Not track A | Yes
GAWG | CCQM-K112 | Composition of Biogas | VSL | 2014 | Approved for Equivalence |  | Yes
GAWG | CCQM-K113 | Noble gas mixture | KRISS | 2014 | Approved for Equivalence |  | Yes
GAWG | CCQM-K116 | 10 umol/mol water vapour in nitrogen | NPL | 2015 | Approved for Equivalence | Run in parallel with CCQM-P193 | Yes
GAWG | CCQM-K117 | NH3 in nitrogen | VSL | 2016 | Approved for Equivalence |  | Yes
GAWG | CCQM-K118 | Natural gas | VSL & BAM | 2017 | Approved for Equivalence |  | Yes
GAWG | CCQM-K119 | Liquified Petroleum Gas | NPL | 2015 | Approved for Equivalence |  | Yes
GAWG | CCQM-K120a | Ambient CO2, 380 to 480 μmol/mol | BIPM with NIST | 2016 | Approved for Equivalence | Run in parallel with CCQM-P188.a | Yes
GAWG | CCQM-K120b | Track A, (Ambient CO2, 480 to 800 μmol/mol) | BIPM with NIST | 2016 | Approved for Equivalence |  | Yes
GAWG | CCQM-K121 | Terpenes in air | NIST | 2015 | Approved for Equivalence | Run in parallel with CCQM-P177 | Yes
GAWG | CCQM-K137 | Track C KC (NO in Nitrogen, 30-70 μmol/mol) | BIPM | 2017 | Approved for Equivalence |  | Yes
GAWG | CCQM-K150 | Particle number and concentration comparisons | NPL | 2017 | Draft B | Run in parallel with CCQM-P189 | No
GAWG | CCQM-K164 | Hydrogen fuel quality | NPL | 2020 | In progress |  | No
GAWG | CCQM-K165 | Measurement capability of dimethyl sulfide in nitrogen or air at 5 mol/mol | KRISS | 2020 | Approved for Equivalence |  | Yes
GAWG | CCQM-K171 | CO in N2, 100 μmol/mol | VNIIM | 2022 | Postponed |  | No
GAWG | CCQM-K174 | Trace analysis of methanol, ethanol and acetone at background levels in air | VSL | 2021 | In progress |  | No
GAWG | CCQM-K175 | Amount-of-substance fraction of HCl in nitrogen at 30 µmol mol-1 | KRISS | 2021 | In progress |  | No
GAWG | CCQM-P23 | CO in Nitrogen (50000,1000, 10 ppm) Gravimetry | VSL | 2000 | Completed |  | No
GAWG | CCQM-P24 | Dynamic Mixing Methods | LNE | 2002 | Completed |  | N/A
GAWG | CCQM-P28 | Ozone - ambient levels | BIPM | 2003 | Completed |  | No
GAWG | CCQM-P41 | Greenhouse gases CO2, CH4 - ambient levels | VSL | 2002 | Completed |  | No
GAWG | CCQM-P45 | Purity Analysis of Parent Gases incl. H2O | LNE | 2002 | Completed | EUROMET workshop | N/A
GAWG | CCQM-P49.a | Natural Gas (Types IV)) | BAM/NMi | 2001 | Completed | Run in parallel to CCQM-K16.a | No
GAWG | CCQM-P49.b | Natural Gas (Types V)) | BAM/NMi | 2001 | Completed | Run in parallel to CCQM-K16.b | No
GAWG | CCQM-P50.a | Reactive gases-ambient levels - NO in N2 | NPL | 2003 | Completed | Run in parallel to CCQM-K26.a | No
GAWG | CCQM-P50.b | Reactive gases-ambient levels - SO2 in Air | NPL | 2003 | Completed | Run in parallel to CCQM-K26.b | No
GAWG | CCQM-P51 | SF6, CFCs - emission levels | KRISS | 2003 | Completed | Run in parallel to CCQM-K15 | Yes
GAWG | CCQM-P71 | VOCs in air | NMIJ | 2003 | Completed | Run in parallel to CCQM-K22 | No
GAWG | CCQM-P73 | Nitogen monoxide in nitrogen | BIPM | 2006 | Completed |  | No
No | CCQM-P87 | Multicomponent preparative capability study | NPL | 2006 | Completed |  | No
GAWG | CCQM-P110 | Nitrogen dioxide 10 µmol/mol by spectroscopic methods | BIPM | 2009 | Completed | Run in parallel to CCQM-K74 | N/A
GAWG | CCQM-P120 | Nitrogen dioxide 10 µmol/mol | BIPM | 2009 | Completed | Run in parallel to CCQM-K74 | N/A
GAWG | CCQM-P131 | N2O at ambient levels | KRISS | 2008 | Completed | Run in parallel to CCQM-K68 | N/A
GAWG | CCQM-P151 | Halocarbons in air | NIST | 2011 | Completed | Run in parallel with CCQM-K83 | Yes
GAWG | CCQM-P172 | HNO3 in nitrogen | BIPM | 2018 | Completed | Run in parallel with CCQM-K74.2018 | N/A
GAWG | CCQM-P176 | Ambient Carbon Monoxide | KRISS | 2010 | Completed | Run in parallel with CCQM-K84 | N/A
GAWG | CCQM-P177 | Monoterpenes in Nitrogen | NIST | 2015 | Completed | Run in parallel with CCQM-K121 | N/A
GAWG | CCQM-P188.a | Ambient CO2, 380 to 480 μmol/mol | BIPM with NIST | 2016 | Completed | Run in parallel with CCQM-K120.a | N/A
GAWG | CCQM-P189 | Particle number and concentration comparisons | NPL | 2017 | Draft B | Run in parallel with CCQM-K150 | No
GAWG | CCQM-P193 | 10 umol/mol water vapour in nitrogen | NPL | 2015 | Completed | Run in parallel with CCQM-K116 | N/A
GAWG | CCQM-P204 | CO2 Isotope Ratios (δ13C and δ18O)in pure CO2 | BIPM/IAEA | 2019 | In progress |  | No
GAWG | CCQM-P206 | N2O at ambient levels | BIPM/KRISS | 2019 | Draft B | Run in parallel with CCQM-K68.2019 | No
GAWG | CCQM-P225.a | Amount fraction of carbon dioxide (air for part a /nitrogen for part b) | BIPM | 2022 | In progress |  | No
GAWG | CCQM-P225.b | Amount fraction of carbon dioxide (air for part a /nitrogen for part b) | BIPM | 2022 | In progress |  | No
APMP | APMP.QM-S1 | Nitrogen in helium | KRISS | 2007 | Approved and published |  | Yes
APMP | APMP.QM-S2 | Oxygen in nitrogen | NMIJ | 2008 | Approved and published |  | Yes
APMP | APMP.QM-S2.1 | Oxygen in nitrogen | KRISS | 2013 | Approved and published |  | Yes
APMP | APMP.QM-S2.2015 | Oxygen in nitrogen | CERI | 2015 | Approved and published |  | Yes
APMP | APMP.QM-S4 | Carbon dioxide in nitrogen | KRISS | 2011 | Approved and published |  | Yes
APMP | APMP.QM-S7 | Methane in nitrogen | KRISS | 2013 | Approved and published |  | Yes
APMP | APMP.QM-S7.1 | Methane in nitrogen | KRISS | 2018 | Approved and published |  | Yes
APMP | APMP.QM-S9 | Carbon monoxide in nitrogen | KRISS | 2014 | Approved and published |  | Yes
APMP | APMP.QM-S9.2017 | Carbon monoxide in nitrogen | KRISS | 2017 | Approved and published |  | Yes
APMP | APMP.QM-S12 | Benzene, Toluene, and Xylene (BTEX) in nitrogen | KRISS | 2016 | Approved and published |  | Yes
APMP | APMP.QM-S13 | Nitrous oxide in nitrogen at 1000 mmol/mol | NIM | 2016 | Approved and published |  | Yes
APMP | APMP.QM-S14 | Hazardous Air Pollutatns (HAPs) in nitrogen | KRISS | 2018 | Approved and published |  | Yes
APMP | APMP.QM-S15 | Carbon dioxide in nitrogen | KRISS | 2018 | Approved and published |  | Yes
APMP | APMP.QM-S18 | SO2 in nitrogen | CERI and NMIJ | 2019 | In progress |  | No
COOMET | COOMET.QM-S1 | Nitrogen monoxide in nitrogen | VNIIM | 2011 | Approved and published |  | Yes
COOMET | COOMET.QM-S2 | Methane in air | VNIIM | 2011 | Approved and published |  | Yes
COOMET | COOMET.QM-S3 | Carbon monoxide in nitrogen | VNIIM | 2012 | Approved and published |  | Yes
COOMET | COOMET.QM-S3.2015 | Carbon monoxide in nitrogen | VNIIM | 2015 | Approved and published |  | Yes
COOMET | COOMET.QM-S4 | С3-С5 components in mixtures of liquefied hydrocarbons | VNIIM | 2016 | Approved and published |  | Yes
COOMET | COOMET.QM-S5 | Automotive emission gases | VINIIM | 2014 | Approved and published |  | Yes
COOMET | COOMET.QM-K120b | Track A KC (Ambient CO2, 480 to 800 μmol/mol) | VNIIM | 2019 | In progress |  | No
EURAMET | EUROMET.QM-S1 | CO, CO2, O2, propane in N2 | CEM | 2006 | Approved and published |  | No
EURAMET | EUROMET.QM-S3 | Ambient level VOCs in nitrogen | NPL | 2007 | Approved and published |  | Yes
EURAMET | EURAMET.QM-S4 | Automotive emission gases | VSL | 2009 | Approved and published |  | Yes
EURAMET | EURAMET.QM-S5 | Carbon dioxide in nitrogen | IPQ | 2010 | Approved and published |  | Yes
EURAMET | EURAMET.QM-S6 | Liquefied hydrocarbon mixtures in constant pressure (piston) cylinders | NPL | 2011 | Approved and published |  | Yes
EURAMET | EURAMET.QM-S8 | Analysis of impurities in pure and balance gases | VSL | 2012 | Approved and published |  | Yes
EURAMET | EURAMET.QM-S9 | Comparison on natural gas | SMU | 2012 | Approved and published |  | Yes
EURAMET | EURAMET.QM-S10 | Mole fraction of components in automotive gas | SMU | 2014 | Approved and published |  | Yes
SIM | SIM.QM-S1 | Selected binaries | NIST | 2001 | Approved and published |  | No
SIM | SIM.QM-S3 | Methane in air | NIST | 2012 | Draft A available |  | No
SIM | SIM.QM-S4 | Nitric oxide in air | NIST | 2012 | Draft A available |  | No
SIM | SIM.QM-S5 | Synthetic natural gas measurement composition | CENAM | 2015 | In progress |  | No
SIM | SIM.QM-S6 | CO, CO2 and propane in N2 | INMETRO | 2016 | Planned |  | No
SIM | SIM.QM-S9 | Biogas | INMETRO | 2019 | Draft A |  | No
SIM | SIM.QM-S14 | Amount of substance fraction of carbon dioxide | CENAM | 2021 | Planned |  | No
SIM | SIM.QM-S15 | Amount of substance fraction of methane | CENAM | 2021 | Planned |  | No

## OAWG
CCQM Organic Analysis Working Group Key Comparisons and Pilot Studies
Date updated | 2022-12-13
WG | Reference No. | Description | Coordinating Laboratory | Start date | Status | Comments | Can be used for CMC review?
OAWG | SIM.QM-K1 | Ethanol in Aqueous Matrices | INMETRO | 2009 | Report in progress Draft B |  | Yes
OAWG | CCQM-K5 | p,p´-DDE in Fish oil | LGC | 1999 | Approved for Equivalence |  | Yes
OAWG | CCQM-K6 | Cholesterol in serum | NIST | 1999 | Approved for Equivalence |  | Yes
OAWG | CCQM-K6 Subsequent | Cholesterol in serum | NIST | 2001 | Approved for Equivalence | Subsequent comparison | Yes
OAWG | CCQM-K6.2 | Cholesterol in serum (subsequent comparison) | NIST | 2012 | Approved for Equivalence |  | Yes
OAWG | CCQM-K11 | Glucose in serum | NIST | 2001 | Approved for Equivalence |  | Yes
OAWG | CCQM-K11.1 | Glucose in Serum (subsequent comparison) | KRISS | 2005 | Approved for Equivalence | Subsequent comparison | Yes
OAWG | CCQM-K11.2 | Glucose in Serum (subsequent comparison) | NIST | 2012 | Approved for Equivalence |  | Yes
OAWG | CCQM-K12 | Creatinine in serum | NIST | 2001 | Approved for Equivalence |  | Yes
OAWG | CCQM-K12.1 | Creatinine in Serum (subsequent comparison) | KRISS | 2005 | Approved for Equivalence | Subsequent comparison | Yes
| EURAMET.QM.K12 | Creatinine in serum | LGC | 2010 | Approved for Equivalence |  | Yes
OAWG | CCQM-K12.2 | Creatinine in Serum (subsequent comparison) | NIST | 2012 | Approved for Equivalence |  | Yes
OAWG | CCQM-K21 | p,p’-DDT in Fish Oil | LGC | 2000 | Approved for Equivalence |  | Yes
OAWG | CCQM-K25 | PCBs in sediments (PCBs 28,101,153,170) | NIST/NRC | 2001 | Approved for Equivalence |  | Yes
OAWG | CCQM-K27.a | Ethanol in aqueous matrix (for. level 1ppm) | LGC/BAM | 2002 | Approved for Equivalence |  | Yes
OAWG | CCQM-K27.a.Subsequent (CCQM-K27.1) | Ethanol in aqueous matrix (for. level 1ppm) | NIST | 2003 | Approved for Equivalence | Subsequent study; Run in parallel with SIM pilot study | Yes
OAWG | CCQM-K27.b | Ethanol in aqueous matrix (commod. level 100 ppm) | LGC/BAM | 2002 | Approved for Equivalence |  | Yes
OAWG | CCQM-K27.2 | Ethanol in aqueous matrix (subsequent) | NIST | 2006 | Approved for Equivalence | Subsequent comparison | Yes
OAWG | AFRIMETS.QM-K27 | Ethanol in water | NMISA | 2011 | Approved for Equivalence |  | Yes
QAWG | SIM.QM-K27 | Ethanol in aqueous matrix | Inmetro | 2016 | Approved for Equivalence |  | Yes
OAWG | SIM.QM-K27.2019 | Ethanol in aqueous matrix | CENAM/INMETRO | 2019 | Report in Progress, Draft B | Run in parrallel with SIM.QM-P209 | Yes | See general documents area
OAWG | CCQM-K38 | PAHs in Solution | NIST | 2004 | Approved for Equivalence | Run in parallel to CCQM-P31.a.1 | Yes
OAWG | CCQM-K39 | Chorinated Pesticides in Solution | NIST | 2004 | Approved for Equivalence | Run in parallel to CCQM-P31.c.1 | Yes
OAWG | CCQM-K40 | PCB Congeners in Solution | NIST | 2004 | Approved for Equivalence | Run in parallel to CCQM-P31.b.1 | Yes
OAWG | CCQM-K47 | VOCs in solution | CENAM/NIST | 2006 | Approved for Equivalence | Run in parallel to CCQM-P61.1 | Yes
OAWG | CCQM-K50 | PAHs in Soils/Sediments/Particulates (.a Soil; .b Particulate) | CENAM/BAM | 2006 | Approved for Equivalence | Run in parallel to CCQM-P69.1 | Yes
OAWG | CCQM-K55.a | Purity assessment of high purity organic materials: (17β-Estradiol) | BIPM | 2008-2009 | Approved for Equivalence | Run in parallel to CCQM-P117.a | Yes
OAWG | CCQM-K55.b | Purity assessment of high purity organic materials: Aldrin | BIPM | 2010 | Approved for Equivalence | Run in parallel to CCQM-P117.b | Yes
OAWG | CCQM-K55.c | Purity assessment of high purity organic materials: L-valine | BIPM | 2011 | Approved for Equivalence | Run in parallel to CCQM-P117.c | Yes
OAWG | CCQM-K55.d | Purity assessment of high purity organic materials: Folic Acid | BIPM | 2015 | Approved for Equivalence | Run in parallel to CCQM-P117.d | Yes
OAWG | CCQM-K62 | Nutrients in Infant/Adult Formula: Vitamins | NIST | 2007-2008 | Approved for Equivalence | Run in parallel to CCQM-P78.1 | Yes
OAWG | CCQM-K63.a | Non-Peptide Hormones in Serum: Cortisol | NIST | 2007-2008 | Approved for Equivalence |  | Yes
OAWG | CCQM-K63.b | Non-Peptide Hormones in Serum: Progesterone | NIST | 2007-2008 | Approved for Equivalence |  | Yes
OAWG | CCQM-K69 | Anabolic steroids in urine: Testosterone glucuronide | NMIA | 2008 | Approved for Equivalence | Run in parallel with TG study part of CCQM-P115 Anabolic steroids in urine: Testosterone glucuronide and epitestosterone glucuronide | Yes
OAWG | CCQM-K78.a | Polar Analytes in a Multicomponent Aqueous Solution: Mass Fraction of Amino Acids in acidic solution | BIPM | 2016 | Approved for Equivalence | Run in parallel to CCQM-P121.a | Yes
OAWG | CCQM-K79 | Comparison of value assignment of CRMs and PT materials: Ethanol in aqueous matrices | BAM/LGC | 2010 | Approved for Equivalence | Run in parallel to CCQM-P139 | Yes
OAWG | CCQM-K80 | Comparison of value assignment of CRMs and PT materials: Creatinine in serum | NIST | 2010 | Approved for Equivalence |  | Yes
OAWG | CCQM-K81 | Chloramphenicol as residue in pig muscle | PTB/BVL | 2009 | Approved for Equivalence | Run in parallel to CCQM-P122 | Yes
OAWG | CCQM-K85 | Antifungals in Food: Malachite green in fish tissue (fresh-frozen salmon) | LGC | 2010 | Approved for Equivalence | Run in parallel to CCQM-P88.1 | Yes
OAWG | CCQM-K95 | Organochlorine pesticides in tea | GLHK/NIM | 2011 | Approved for Equivalence | Run in parallel to CCQM-P136 | Yes
OAWG | CCQM-K95.1 | PAHs in tea | NIST | 2014 | Approved for Equivalence | Repeat of K95 Tack A comparison | Yes
OAWG | CCQM-K102 | Non-polar Analytes in Abiotic Matrix: Brominated flame retardants in sediment | IRMM | 2013 | Approved for Equivalence | Run in parallel to CCQM-P138 | Yes
OAWG | CCQM-K103 | Melamine in Milk Powder | NIM/GLHK | 2012 | Approved for Equivalence | Run in parallel with CCQM-P145 | Yes
OAWG | CCQM-K104 | Purity assessment of high purity organic materials: Avermectin | NIM | 2013 | Approved for Equivalence | Run in parallel with CCQM-P141 | Yes
OAWG | CCQM-K109 | Urea and uric acid in serum | HSA | 2016 | Approved for Equivalence | Run in parallel with CCQM-P148 | Yes
OAWG | CCQM-K126 | Pharmaceuticals in water | GLHK | 2014 | Approved for Equivalence | Run in parallel with CCQM-P161 | Yes
OAWG | CCQM-K131 | Mass Fraction of Organic Calibration Solution: PAHs in acetonitrile solution | NIST | 2015 | Approved for Equivalence | Run in parallel with CCQM-P168 | Yes
OAWG | CCQM-K132 | Vitamin D in serum | NIST | 2015 | Approved for Equivalence | Run in parallel with CCQM-P169 | Yes
OAWG | CCQM-K133 | Phthalates in PVC | NMIJ/NIM | 2018 | Report in Progress, Draft B | Run in parallel with CCQM-P170 | Yes
OAWG | CCQM-K138 | Aflatoxins in dried fig | UME | 2016 | Approved for Equivalence | Run in parallel with CCQM-P174 | Yes
OAWG | CCQM-K141 | Enrofloxacin and sulfadiazine in Bovine Tissue | NRC | 2016 | Approved for Equivalence | Run in paralellel with CCQM-P178 | Yes
OAWG | CCQM-K142 | Urea and uric acid in serum (Model 2 Study) | HSA | 2016 | Approved for Equivalence | Run in parallel with CCQM-P179 | Yes
OAWG | CCQM-K146 | PAHs in olive oil | NIM | 2018 | Approved for Equivalence | Run in parallel with CCQM-P185 | Yes
OAWG | CCQM-K146.1 | PAHs in olive oil | NIM | 2019 | Report in Progress, Draft B |  | Yes
OAWG | CCQM-K147 | Niacin in Milk Powder/Infant Formula | NIST/CENAM | 2017 | Approved for Equivalence | Run in parallel with CCQM-P186 | Yes
OAWG | CCQM-K148.a | Purity assessment of high purity organic materials: Bisphenol A | BIPM | 2018 | Report in Progress, Draft B | Run in parallel with CCQM-P187.a | Yes
OAWG | CCQM-K148.b | Mass fraction content of oxytetracycline free base | BIPM | 2022 |  | Run in parallel with CCQM-P187.b | No
OAWG | CCQM-K154.a | Mycotoxin in acetonitrile (Zearalenone (ZEN) in acetonitrile) | BIPM/NIM | 2018 | Approved for Equivalence |  | Yes
OAWG | CCQM-K154.a.1 | Mycotoxin in acetonitrile (Zearalenone (ZEN) in acetonitrile) | BIPM/NIM | 2019 | Approved for Equivalence |  | Yes
OAWG | CCQM-K154.b | Mycotoxin in acetonitrile (Aflatoxin B1 (AfB1) in acetonitrile) | BIPM/NIM | 2020 | Report in Progress, Draft B |  | Yes
OAWG | CCQM-K154.c | Gravimetric preparation and value assignment of deoxynivalenol (DON) in acetonitrile (ACN) | BIPM/NIM | 2021 | Report in Progress, Draft B |  | Yes | See general documents area
OAWG | CCQM-K154.d | Gravimetric preparation and value assignment of patulin (PAT) in acetonitrile (ACN) | BIPM/NIM | 2021 |  |  | No
OAWG | CCQM-K154.e | Mass fraction (mg/kg) of ochratoxin A (OTA) in acetonitrile (ACN) | BIPM/NIM | 2021
OAWG | CCQM-K156 | L-PFOA and L-PFOS in Ground Water | UME | 2018 | Approved for equivalence | Run in parallel with CCQM-P198 | Yes
OAWG | CCQM-K156.1 | L-PFOA and L-PFOS in Ground Water | UME | 2020 | Report in Progress, Draft B |  | Yes | See general documents area
OAWG | CCQM-K159 | Mass fraction of leucine, phenylalanine in pooled frozen human plasma | LGC | 2019 | Report in Progress, Draft A | Run in parallel with CCQM-P202 | No
OAWG | CCQM-K168 | Trans-zearalenone in maize powder | NIM | 2020 | Report in Progress, Draft B | Run in parallel to CCQM-P214 | Yes | See general documents area
OAWG | CCQM-K179 | Mass fraction content of oxytetracycline hydrochloride salt | BIPM | 2022 |  | Run in parallel to CCQM-P224
OAWG | CCQM-K180 | Mass fraction of metronidazole in pig muscle | BVL | 2022 |  | Run in parallel to CCQM-P225
OAWG | CCQM-P2 | p,p´-DDE in isooctane | LGC | 1997 | Completed |  | No
OAWG | CCQM-P3 | NMR study | BAM | 1998 | Completed 1999 |  | Not applicable
OAWG | CCQM-P3.2 | NMR study | BAM | 1999 | Completed 2000 |  | Not applicable
OAWG | CCQM-P4 | p,p´-DDE in corn oil | LGC | 1998 | Completed; Progression to Key comparison proposed |  | No
OAWG | CCQM-P5 | Acetanilide, benzoic acid, and naphthalene | NIST | 1998 | Completed 1999 |  | No
OAWG | CCQM-P6 | Cholesterol in serum | NIST | 1998 | Completed; Progression to Key comparison proposed |  | No
OAWG | CCQM-P8 | Glucose in serum | NIST | 1999 | Completed; Progression to Key comparison proposed |  | No
OAWG | CCQM-P9 | Creatinine in serum | NIST | 1999 | Completed; Progression to Key comparison proposed |  | No
OAWG | CCQM-P10 | Gamma-HCH in Fish Oil | LGC | 1999 | Repeated (see next) |  | No
OAWG | CCQM-P10.2 | Gamma-HCH in Fish Oil 74 ng/g, 240 ng/g | LGC | 2000 | Completed |  | No
IAWG/OAWG | CCQM-P16 | Elements in synthetic digest sol’ns | NMi | 1999 | Abandoned |  | No
OAWG | CCQM-P17 | PCBs in sediments | NRC/NIST | 2000 | Completed; Progression to Key comparison proposed |  | No
OAWG/IAWG | CCQM-P18 | TriButylTin in sediment | LGC/NRC | 2001 | Completed; Progression to Key comparison proposed |  | No
OAWG/IAWG | CCQM-P20.a | Organic Purity Assessment Series: TBT Chloride | NARL | 2001 | Completed |  | No
OAWG | CCQM-P20.b | Organic Purity Assessment Series: o-Xylene | NIST | 2002 | Completed |  | No
OAWG | CCQM-P20.c | Organic Purity Assessment Series: Atrazine | NARL | 2004 | Completed |  | No
OAWG | CCQM-P20.d | Organic Purity Assessment Series: Chlorpyrifos | NARL | 2004 | Completed |  | No
OAWG | CCQM-P20.e.1, e.2 | Organic Purity Assessment Series: : Theophylline | BIPM/LGC | 2006 | Completed |  | No
OAWG | CCQM-P20.f | Organic Purity Assessment Series: Digoxin | BIPM/LGC | 2007-2008 | Final Summary Report in review |  | No
OAWG | CCQM-P21 | p,p’-DDT in Fish Oil | LGC | 1999 | Completed; Progression to Key comparison proposed |  | No
OAWG | CCQM-P27 | LSD in Urine | LGC | 2001 | Completed |  | No
OAWG | CCQM-P27.1 | Drugs of abuse in Urine |  |  | Tabled - not in current plans
OAWG | CCQM-P31.a | Organic Calibration Solutions (PAHs) | NIST | 2003 | Completed; Progression to Key comparison proposed |  | Superseded by KC
OAWG | CCQM-P31.a.1 | Organic Calibration Solutions (PAHs) | NIST | 2004 | Completed | Run in parallel to CCQM-K38 | No
OAWG | CCQM-P31.b | Organic Calibration Solutions (PCBs) | NIST | 2003 | Completed; Progression to Key comparison proposed |  | Superseded by KC
OAWG | CCQM-P31.b.1 | PCB Congeners in Solution | NIST | 2004 | Completed | Run in parallel to CCQM-K40 | No
OAWG | CCQM-P31.c | Organic Calibration Solutions (Chlorinated pesticides) | NIST | 2003 | Completed; Progression to Key comparison proposed |  | Superseded by KC
OAWG | CCQM-P31.c.1 | Organic Calibration Solutions (Chlorinated pesticides) | NIST | 2004 | Completed | Run in parallel to CCQM-K39 | No
OAWG | CCQM-P35 | Ethanol in aqueous matrix (for. & commod. levels) | BAM/LGC | 2001 | Completed; Progression to Key comparison proposed |  | Superseded by KC
OAWG | CCQM-P40 | Organic Contaminants in Mussel Tissue | NIST | 2003 | Completed |  | No
OAWG | CCQM-P57 | PCB Congeners in Tissue Extract | NIST | 2004 | Completed |  | No
OAWG | CCQM-P61 | Volatile organic compounds (VOCs) in solution | CENAM/ NIST | 2004/2005 | Completed |  | Superseded by KC
OAWG | CCQM-P61.1 | VOCs in solution | CENAM/NIST | 2006 | Report in progress | Run in parallel to CCQM-K47 | No
OAWG | CCQM-P67 | PCBs Congeners in Tissue | NIST | 2004 | Completed |  | No
OAWG | CCQM-P68 | Anabolic Steroids in Urine: 19-norandrosterone in human urine | NARL | 2004/2005 | Completed |  | No
OAWG | CCQM-P69 | PAHs in Soils/Sediments | CENAM/BAM | 2004/2005 | Report in progress |  | Superseded by KC
OAWG | CCQM-P69.1 | PAHs in Soils/Sediments | CENAM/BAM | 2006 | Revised Draft Report in progress | Run in parallel to CCQM-K50 | No
OAWG | CCQM-P77.a | Progesterone in Serum | NIST | 2006 | Report in Progress |  | No
OAWG | CCQM-P77.b | Cortisol in Serum | NIST | 2006 | Report in Progress |  | No
OAWG | CCQM-P78 | Nutrients in infant/ adult formula | NIST | 2006 | Report in Progress |  | Yes except for Vitamins where Superseded by KC
OAWG | CCQM-P78.1 | Nutrients in Infant/Adult Formula: Vitamins | NIST | 2007-2008 | Completed | Run in parallel to CCQM-K62 | No
OAWG | CCQM-P88 | Malachite green in fish | LGC | 2006 | Report in Progress |  | Superseded by CCQM-K85
OAWG | CCQM-P88.1 | Malachite green in fish | LGC | 2010 | Report in progress | Run in parallel to CCQM-K85 | No
OAWG | CCQM-P90 | Chloramphenicol in food | PTB | 2007 | Completed; Progression to Key comparison K81 |  | Superseded by K81
OAWG | CCQM-P91 | Pesticides in Foods: Pyrethroids in apple juice | NIM | 2008 | Completed |  | No
OAWG | CCQM-P109 | Determination of Acrylamide in Cooked High-carbohydrate Food (Potato Chips) | KRISS | 2008 | Completed |  | No
OAWG | CCQM-P114 | Brominated Flame Retardants in Plastics: Selected PBDEs and PBBs | IRMM | 2008 | Completed |  | No
OAWG | CCQM-P115 | Anabolic Steroids in Urine: Testosterone glucuronide and epitestosterone glucuronide | NMIA | 2008 | Completed | Run in parallel to CCQM-K69 Anabolic steroids in urine: Testosterone glucuronide for the Testosterone glucuronide | No
OAWG | CCQM-P117.a | Purity assessment of high purity organic materials: (17β-Estradiol) | BIPM | 2008-2009 | Completed | Run in parallel to CCQM-K55a | No
OAWG | CCQM-P117.b | Purity assessment of high purity organic materials: aldrin | BIPM | 2010 | Completed | Run in paralled to CCQM-K55b | No
OAWG | CCQM-P117.c | Purity assessment of high purity organic materials: L-Valine | BIPM | 2011 | Completed | Run in parallel to CCQM-K55c | No
OAWG | CCQM-P117.d | Purity assessment of high purity organic materials: Folic Acid | BIPM | 2015 | Measurements completed | Run in parallel to CCQM-K55d | No
OAWG | CCQM-P121.a | Polar Analytes in a Multicomponent Aqueous Solution: Mass Fraction of Amino Acids in acidic solution | BIPM | 2016 | Measurements completed | Run in parallel to CCQM-K78.a | No
OAWG | CCQM-P122 | Chloramphenicol as residue in pig muscle | PTB/BVL | 2009 | Report completed | Run in parallel to CCQM-K81 | No
OAWG | CCQM-P129 | Water and ethanol in bioethanol fuel | INMETRO, VSL | 2010 | Completed |  | No
OAWG | CCQM-P136 | Organochlorine pesticides in tea | GLHK/NIM | 2011 | Completed | Run in parallel to CCQM-K95 | No
OAWG | CCQM-P138 | Non-polar Analytes in Abiotic Matrix: Brominated flame retardants in sediment | IRMM | 2012 | Report completed | Run in parallel to CCQM-K102 | No
OAWG | CCQM-P139 | Comparison of value assignment of CRMs and PT materials: Ethanol in aqueous matrices | BAM | 2010 | Completed | Run in parallel to CCQM-K79 | No
OAWG | CCQM-P141 | Purity assessment of high purity organic materials: Avermectin | NIM | 2012 | No participants | Run in parallel with CCQM-K104 | No
OAWG | CCQM-P145 | Melamine in Milk Powder | NIM/GLHK | 2012 | Draft report completed | Run in parallel with CCQM-K103 | No
OAWG | CCQM-P148 | Urea and urinc acid in serum | HSA | 2016 | Measurements completed | Run in parallel with CCQM-K109
OAWG | CCQM-P150 | qNMR Purity study | NMIJ | 2013 | Report completed |  | No
OAWG | CCQM-P150.b | qNMR Purity study - pyributicarb | NMIJ | 2017 | Measurements completed |  | No
OAWG | CCQM-P161 | Pharmaceuticals in water | GLHK | 2014 | No participants in pilot study | Run in parallel with CCQM-K126 | No
OAWG | CCQM-P168 | Mass Fraction of Organic Calibration Solution: PAHs in acetonitrile solution | NIST | 2015 | Measurements completed | Run in parallel with CCQM-K131 | No
OAWG | CCQM-P169 | Vitamin D in serum | NIST | 2015 | No participants in pilot study | Run in parallel with CCQM-K132 | No
OAWG | CCQM-P170 | Phthalates in PVC | NMIJ/NIM | 2018 | Measurements completed | Run in parallel with CCQM-K133 | No
OAWG | CCQM-P174 | Aflatoxins in dried fig | UME | 2016 | Draft report completed | Run in parallel with CCQM-K138 | No
OAWG | CCQM-P178 | Enrofloxacin and sulfadiazine in Bovine Tissue | NRC | 2016 | Results included in K141 final report | Run in paralellel with CCQM-K141 | No
OAWG | CCQM-P179 | Urea and uric acid in serum (Track B Study) | HSA | 2016 | Only one P179 participant | Run in parallel with CCQM-K142 | No
OAWG | CCQM-P185 | PAHs in olive oil | NIM | 2018 | Measurements completed | Run in parallel with CCQM-K146 | No
OAWG | CCQM-P186 | Niacin in Milk Powder/Infant Formula | NIST/CENAM | 2017 | Only one P186 participant | Run in parallel with CCQM-K147 | No
OAWG | CCQM-P187.a | Purity assessment of high purity organic materials: Bisphenol A | BIPM | 2017 | Measurements completed | Run in parallel with CCQM-K148.a | No
OAWG | CCQM-P187.b | Mass fraction content of oxytetracycline free base | BIPM | 2022 |  | Run in parallel with CCQM-K148.b
OAWG | CCQM-P198 | L-PFOA and L-PFOS in Ground Water | UME | 2018 | Measurements completed | Run in parllel with CCQM-K156 | No
OAWG | CCQM-P202 | Mass fraction of leucine, phenylalanine in pooled frozen human plasma | LGC | 2019 | Measurements completed | Run in parllel with CCQM-K159 | No
OAWG | CCQM-P209 | Ethanol in aqueous matrix | CENAM/INMETRO | 2019 | Measurements completed | Run in parrallel with SIM.QM-K27.2019 | No
OAWG | CCQM-P214 | Trans-zearalenone in maize powder | NIM | 2020 | Measurements completed | Run in parallel to CCQM-K168 | No
OAWG | CCQM-P224 | Mass fraction content of oxytetracycline hydrochloride salt | BIPM | 2022 |  | Run in parallel to CCQM-K179
OAWG | CCQM-P226 | Mass fraction of metronidazole in pig muscle | BVL | 2022 |  | Run in parallel to CCQM-K180
OAWG | SIM.QM-K1 | Ethanol in Aqueous Matrices | INMETRO | 2009 | Report in progress Draft B |  | Yes
OAWG | APMP.QM.S6 | Clenbuterol in meat | GLHK | 2013 | Approved for equivalence |  | Yes
OAWG | APMP.QM.S8 | Preservatives in soy sauce | HSA | 2015 | Approved for equivalence |  | Yes
OAWG | APMP.QM-S11 | Organochlorine Pesticides in Ginseng Root | GLHK | 2016 | Approved for equivalence | Run in parallel with APMP.QM-P32 | Yes
OAWG | APMP.QM-S16 | Fipronil-sulfone in Chicken Egg Powder | NIM | 2019 | Approved and published |  | Yes
OAWG | EURAMET.QM-S13 | Comparison of value assigned forensic alcohol in water reference materials | LNE | 2019 | Report in progress Draft A |  | No
OAWG | EURAMET.QM-S14 | Comparison of measurement capabilities for the quantification of ethanol in water | LNE/BAM | 2019 | Approved for equivalence |  | Yes
OAWG | EURAMET.QM-S15 | Mass fraction of benz(a)anthracene (BaA), benzo(a)pyrene (BaP), benzo(b)fluoranthene (BbF), and chrysene (Chr) in ng/g (μg/kg) | METAS | 2022

## IAWG
CCQM Inorganic Analysis Working Group Key Comparisons and Pilot Studies
Date updated | 2022-09-30
WG | Reference No. | Description | Coordinating Laboratory | Start date | Status | Comments | Can be used for CMC review?
IAWG | CCQM-K2 | Cd and Pb in natural water | IRMM | 1998 | Approved for Equivalence |  | Yes
IAWG | EUROMET.QM.S2 | Pb, Ni, Cd in water | PTB | 2006 | Approved and published |  | Yes
IAWG | CCQM-K8 | Elemental solution standards (Al,Cu,Fe,Mg) | EMPA/LNE | 1999 | Approved for Equivalence |  | Yes
IAWG | CCQM-K13 | Pb/Cd in Sediments | IRMM | 2000 | Approved for Equivalence |  | Yes
IAWG | CCQM-K13.1 | Pb/Cd in Sediments | NIST | 2000 | Approved for Equivalence |  | Yes
IAWG | CCQM-K14 | Ca in Serum | IRMM | 2003 | Approved for Equivalence |  | Yes
IAWG | CCQM-K24 | Cd in Rice | IRMM | 2001 | Approved for Equivalence | Run in parallel to CCQM-P29 | Yes
IAWG | CCQM-K28 | TriButylTin in sediment | LGC/NRC | 2003 | Approved for Equivalence |  | Yes
IAWG | CCQM-K29 | Anions in Calibration Solutions | EMPA | 2003 | Approved for Equivalence |  | Yes
IAWG | CCQM-K29.1 | Anions in Calibration Solutions | SMU |  | Approved for Equivalence | SMU/CENAM bilateral | Yes
IAWG | CCQM-K30 | Pb in wine | LGC | 2006 | Approved for Equivalence | Run in parallel to CCQM-P12.1 | Yes
IAWG | CCQM-K30.1 | Pb in wine | Fundacion Chile | 2009 | Approved for Equivalence | Run in parallel to CCQM-P12.2 | Yes
IAWG | CCQM-K31 | As in Fish or Shellfish | NIST | 2002 | Approved for Equivalence |  | Yes
IAWG | CCQM-K33 | Minor Elements in Steel | NMIJ/NIST/BAM | 2003 | Approved for Equivalence | Run in parallel to CCQM-P56 | Yes
IAWG/EAWG | CCQM-K34 | Assay of Potassium hydrogen phthalate (KHP) | SMU | 2003 | Approved for Equivalence |  | Yes
IAWG | CCQM-K34.1 | Assay of Potassium hydrogen phthalate (KHP) | SMU | 2003 | Approved for Equivalence | BAM/SMU bilateral | Yes
EAWG/IAWG | CCQM-K34.2 | Assay of Potassium hydrogen phthalate (KHP) | SMU | 2008 | Approved for Equivalence | UNIIM/SMU bilateral comparison +INMETRO | Yes
EAWG/IAWG | CCQM-K34.2016 | Assay of Potassium hydrogen phthalate (KHP) | NIM | 2017 | Approved for Equivalence |  | Yes
EAWG/IAWG | CCQM-K34.2016.1 | Assay of Potassium hydrogen phthalate (KHP) | NIM | 2019 | Approved for Equivalence | Subsequent to CCQM-K34.2016 | Yes
IAWG | CCQM-K35 | Sulfur in Fuels (lower levels) | NIST | 2003 | Approved for Equivalence | Run in parrallel to CCQM-P26.1 | Yes
IAWG | CCQM-K42 | Consitutents of an aluminium alloy | BAM | 2004-10-01 | Approved for Equivalence | Run in parallel to CCQM-P34.1 | Yes
IAWG | CCQM-K43 | Methyl-mercury in salmon fish | IRMM | 2004-11-01 | Approved for Equivalence | Run in parallel to CCQM-P39.1 | Yes
IAWG | CCQM-K43.1 | As, Hg, Se and methylmercury content in marine fish | NMIJ | 1905-06-29 | Approved for Equivalence | Run in parallel to CCQM-P96 | Yes
IAWG | CCQM-K44 | Trace metals in sewage sludge | IRMM | 2004-12-01 | Approved for Equivalence | Run in parallel to CCQM-P70, EUROMET 784 and IMEP | Yes
IAWG | CCQM-K45 | Toxic Metals in Food (Tin in Tomato Paste) | LGC | 2005 | Approved for Equivalence | Run in parallel to CCQM-P72 | Yes
IAWG | CCQM-K48 | Assay of KCl | NIM | 2007 | Approved for Equivalence |  | Yes
EAWG / IAWG | CCQM-K48.2014 | Assay of KCl | NIM | 2014 | Approved for Equivalence | Originally numbered as CCQM-K114 | Yes
IAWG | CCQM-K49 | Toxic and essential elements in bovine liver | NIST | 2006 | Approved for Equivalence | Run in parallel to CCQM-P85 | Yes
IAWG | CCQM-K56 | Trace elements in Soybean powder | NIM | 2006 | Approved for Equivalence | Run in parallel to CCQM-P64.1 | Yes
IAWG | CCQM-K57 | Chemical composition of clay | CENAM | 2006 | Approved for Equivalence | Run in parallel to CCQM-P65.1 | Yes
IAWG | CCQM-K58 | Nitrogen and trace elements in silicon nitride powder | NMIJ/BAM | 2006 | Approved for Equivalence | Run in parallel to CCQM-P74.1 | Yes
IAWG | CCQM-K59 | Determination of nitrite and nitrate in calibration solutions and natural water | SMU/NRC | 2006-2007 | Approved for Equivalence | Run in parallel to CCQM-P89 | Yes
IAWG | CCQM-K60 | Total Se and Se speciation analysis of Se-rich wheat flour | LGC/NRC | 2008 | Approved for Equivalence | Run in parallel to CCQM-P86.1 | Yes
IAWG | CCQM-K64 | Analysis of a copper alloy | BAM | 2007 | Approved for Equivalence |  | Yes
IAWG | CCQM-K70 | Determination of low levels of Hg in natural water | PTB/BAM/LNE | 2008 | Approved for Equivalence | Run in parallel to CCQM-P100.3 | Yes
IAWG | CCQM-K72 | Purity of Zn | BAM | 2008-2009 | Approved for Equivalence | Run in parallel to CCQM-P107.1 | Yes
IAWG/EAWG | CCQM-K73 | Assay of HCl | NIST/CENAM | 2008-2009 | Approved for Equivalence | Run in parallel to CCQM-P19.2 | Yes
IAWG | CCQM-K75 | Toxic metals in algae | IAEA | 2009 | Approved for Equivalence | Run in parallel to CCQM-P118 | Yes
IAWG | CCQM-K87 | Elemental calibration solutions | PTB | 2010 | Approved for Equivalence | Run in paralllel to CCQM-P124 | Yes
IAWG | CCQM-K88 | Pb in lead free solder | NMIJ/NIM/KRISS | 2010 | Approved for Equivalence | Run in paralllel to CCQM-P125 | Yes
IAWG | CCQM-K89 | Trace and essential elements in Herba Ecliptae | GLHK | 2010 | Approved for Equivalence | Run in paralllel to CCQM-P126 | Yes
EAWG/IAWG | CCQM-K96 | Assay of Potassium dichromate | SMU/KRISS | 2011 | Approved for Equivalence |  | Yes
EAWG/IAWG | CCQM-K96.1 | Amount content of potassium dichromate | KRISS | 2013 | Approved for Equivalence | Bilateral comparison | Yes
IAWG | CCQM-K97 | Arsenobetaine in solution and fish | NMIJ/NIM | 2011 | Approved for Equivalence | Run in parallel to CCQM-P133 | Yes
IAWG | CCQM-K98 | Isotopic composition of Pb in solution and in bronze | BAM | 2011 | Approved for Equivalence | Run in parallel to CCQM-P134 | Yes
IAWG | CCQM-K100 | Copper in bioethanol | INMETRO | 2011 | Approved for Equivalence | Run in parallel to CCQM-P127 | Yes
IAWG | CCQM-K106 | Pb, As and Hg in cosmetic material | NIM | 2013 | Approved for Equivalence | Run in parallel with CCQM-P128.1 | Yes
IAWG | CCQM-K107 | Elements and Se speciation in human serum | LGC | 2012 | Approved for Equivalence | Run in parallel with CCQM-P146 | Yes
IAWG | CCQM-K108 | Determination of arsenic species, total arsenic and cadmium in brown rice flour | NMIJ | 2013 | Approved for Equivalence | Run in parallel with CCQM-P147. Approved for CMCs only for total As and Cd; speciation to be repeated. | Yes - for total As and Cd
IAWG | CCQM-K108.2014 | Determination of arsenic species and total arsenic in brown rice flour | NMIJ | 2015 | Approved for Equivalence | Run in parallel with CCQM-P171 | Yes - for total As and total inorganic As
EAWG/IAWG | CCQM-K114 | Amount content of chloride in KCl | NIM | 2014 | Approved for Equivalence | CCQM-K48.2014 under new numbering system | Yes
IAWG | CCQM-K122 | Anionic impurities (bromide, sulfate) and Pb in salt solutions | PTB | 2014 | Approved for Equivalence | Run in parallel with CCQM-P135.1 | Yes
IAWG | CCQM-K123 | Trace elements in biodiesel fuel | NMIJ / NIST | 2014 | Approved for Equivalence | Run in parallel with CCQM-P157 | Yes - excluding S
IAWG | CCQM-K124 | Trace elements and chromium speciation in drinking water | NMIJ/GLHK | 2014 | Approved for Equivalence | Run in parallel with CCQM-P158 | Trace elements - Yes except for Hg
IAWG | CCQM-K125 | Iodine and other elements in infant formula | GLHK | 2014 | Approved for Equivalence | Run in parallel with CCQM-P159 | Yes
IAWG | CCQM-K127 | Toxic and trace elements in soils | CENAM & IJS | 2015 | Approved for Equivalence | Run in parallel with CCQM-P162 | Yes
IAWG | CCQM-K128 | Measurement of heavy metals and organo-tin in leather powder | NIM | 2015 | Approved for Equivalence | Run in parallel with CCQM-P163 | Yes
IAWG | CCQM-K130 | Nitrogen mass fraction in glycine | UNIIM | 2015 | Approved for Equivalence | Run in parallel with CCQM-P166 | Yes
IAWG | CCQM-K139 | Elements in human serum | HSA | 2017 | Approved for Equivalence | Run in parallel with CCQM-P173 | Yes
IAWG | CCQM-K140 | Carbon stable isotope ratio delta values in honey | LGC | 2016 | Approved for Equivalence | Run in parallel with CCQM-P175 | Yes
IAWG | CCQM-K143 | Comparison of copper calibration solutions prepared by NMIs/Dis | NIST | 2016 | Approved for Equivalence | Run in parallel with CCQM-P181 | Yes
IAWG | CCQM-K144 | Analysis of elemental impurities in alumina powder | KRISS | 2018 | Report in progress, Draft A | Run in parallel with CCQM-P182
IAWG | CCQM-K145 | Essential and toxic elements in bovine liver powder | NIM | 2017 | Approved for Equivalence | Run in parallel with CCQM-P183 | Yes
IAWG | CCQM-K149 | Nitrogen mass fraction measurements in dry milk powder | UNIIM | 2017 | Approved for Equivalence |  | Yes
PAWG/IAWG | CCQM-K151 | determination of the amount content of a purity-assessed recombinant protein in an aqueous calibration solution | KRISS | 2017 | Approved for Equivalence | Run in parallel with CCQM-P191 | Yes
IAWG/EAWG | CCQM-K152 | Purity assessment of high purity potassium iodate | UNIIM | 2018 | Approved for Equivalence | Run in parallel with CCQM-P192 | Yes
IAWG | CCQM-K155 | Elements and tributyl tin in seawater | GLHK/UME | 2019 | Report in progress, Draft A | Run in parllel with CCQM-P196
IAWG | CCQM-K158 | Measurement of a range of spiked and natural elements in rice material in addition to Sr (with natural isotope ratios), associated Rb and inorganic As. | NMIJ and KRISS | 2021 | Report in progress, Draft A | Run in parllel with CCQM-P200
IAWG | CCQM-K160 | Platinum Group Elements in Automotive Catalyst | LGC | 2019 | Report in progress, Draft A | Run in parllel with CCQM-P203
IAWG | CCQM-K161 | Anions in seawater | NIM | 2021 | Report in progress, Draft A | Run in parallel with CCQM-P207
IAWG | CCQM-K162 | Selenoproteins and total selenium in human serum | LGC/NIST | 2022 | Measurements underway | Run in parallel with CCQM-P208
IAWG/SAWG | CCQM-K166 | Measurement of nanoparticle number concentration in liquid suspension | LGC | 2022 | Measurements underway | Run in parallel with CCQM-P210
EAWG/IAWG | CCQM-K169 | Amount content of sodium oxalate | VNIIM-UNIIM | 2022 | Planned | Run in parallel with CCQM-P220
EAWG/IAWG | CCQM-K173 | Assay of Sodium Carbonate | VNIIM-UNIIM/NIM | 2021 | Approved for Equivalence |  | Yes
IAWG | CCQM-K178 | rare earth elements (REEs), uranium and thorium in soil matrix | JSI and UME | 2023 | Planned | Run in parallel with CCQM-P223
IAWG | CCQM-P1 | Trace elements in water Pb | NIST | 1997 | Completed 1998 |  | No
IAWG | CCQM-P7 | KCl, NaCl, K2Cr2O7 | NIST |  | Completed | superseded by KCs | No
IAWG | CCQM-P11 | As in shellfish | NIST | 2001 | Completed | see CCQM-K31 | No
IAWG | CCQM-P12 | Pb in wine | IRMM | 2000 | Completed | See CCQM-K30 | No
IAWG | CCQM-P12.1 | Elements (e.g., Cu, Cd, Zn) in Wine | LGC | 2006 | Completed | Run in parallel to CCQM-K30 | Yes (but not Pb)
IAWG | CCQM-P12.2 | Elements (e.g., Cu, Cd, Zn) in Wine | Fundacion Chile | 2009 | Completed | Run in parallel to CCQM-K30.1 | No
IAWG | CCQM-P13 | Metals in synthetic food digest | LGC | 2001 | Completed |  | Yes
IAWG | CCQM-P14 | Trace elements (Pb, Se) in serum | NIST/LGC | 1999 | Abandoned (see next) |  | No
IAWG | CCQM-P14 | Ca in Serum | IRMM/SP | 2001 | Completed | see CCQM-K14 | No
IAWG | CCQM-P15 | Pb/Cd in Sediments | IRMM | 1999 | Completed | see CCQM-K13 | No
IAWG/OAWG | CCQM-P16 | Elements in synthetic digest sol’ns | NMi | 1999 | Abandoned |  | No
IAWG/EAWG | CCQM-P18 | TriButylTin in sediment | LGC/NRC | 2001 | Completed | see CCQM-K28 | No
IAWG/EAWG | CCQM-P19 | Hydrochloric acid | NIST | 1999 | Completed 2001 | KC in progress | No
IAWG/EAWG | CCQM-P19.1 | Purity of HCl | NIST | 2002 | Completed | KC in progress | No
IAWG/EAWG | CCQM-P19.2 | assay of HCl | NIST/CENAM | 2008 | Report in progress | see CCQM-K73 | No
IAWG/OAWG | CCQM-P20.a | TBT Chloride | NARL | 2001 | Completed |  | No
IAWG | CCQM-P25 | Minor Elements in Steel | NMIJ/NIST/BAM | 2002 | Completed | see CCQM-K33 | No
IAWG | CCQM-P26 | Sulfur in Fuels | IRMM/NIST | 2001 | Completed | see CCQM-K35 | No
IAWG | CCQM-P26.1 | Sulfur in Fuels (lower levels) | NIST | 2003 | Completed | Run in parrallel to CCQM-K35 | No
IAWG | CCQM-P29 | Cd, Zn in rice | IRMM/NMIJ | 2001 | Completed | Run in parallel to CCQM-K24 | Yes (but not Cd)
IAWG | CCQM-P30 | Elemental Solution Standards (Al,Cu,Fe,Mg) | EMPA/LNE | 1999 | Completed 2000 | Run in parallel to CCQM-K8 | No
IAWG | CCQM-P32 | Anions in Calibration Solutions | EMPA | 2001 | Completed | see CCQM-K29 | No
IAWG | CCQM-P33 | Boron in Si | PTB | 2003 | Completed | Results inconclusive | No
IAWG | CCQM-P34 | Constituents in Al Alloy | BAM | 2001 | Completed | see CCQM-K42 | No
IAWG/EAWG | CCQM-P34.1 | Consitutents of an aluminium alloy | BAM | 2005 | Completed | Run in parallel to CCQM-K42 | No
IAWG | CCQM-P36 | Assay of Potassium hydrogen phthalate (KHP) | SMU/NIST | 2002 | Completed | see CCQM-K34 | No
IAWG | CCQM-P39 | As, Se, Hg, Pb, methyl-Hg in tuna fish | IRMM | 2003 | Completed | see CCQM-K43.1 | No
IAWG | CCQM-P39.1 | Methyl-mercury in salmon fish | IRMM | 2005 | Completed | Run in parallel to CCQM-K43 | No
IAWG | CCQM-P43 | DiButylTin in sediment | LGC/NRC | 2003 | Completed |  | Yes
IAWG | CCQM-P46 | Preparation of Inorg. Calibration Solutions | NIST | 2003 | Superceded by K143/P181 |  | No
IAWG | CCQM-P48 | Uranium Isotope Ratio in Synthetic Saline Matrix | IRMM | 2003 | Completed |  | Yes
IAWG | CCQM-P56 | Minor Elements in Steel | NMIJ/NIST/BAM | 2003 | Completed | Run in parallel to CCQM-K33 | No
IAWG | CCQM-P62 | Trace analysis of high purity nickel | BAM | 2004 | Completed | see CCQM-K64 & CCQM-K72 | No
IAWG | CCQM-P63 | Platinum group elements in an automotive catalyst | LGC | 2005 | Completed | Rh inconclusive | Yes for Pd and Pt
IAWG | CCQM-P64 | Trace elements in soyabean powder | NRCCRM | 2004 | Completed | see CCQM-K56 | No
IAWG | CCQM-P64.1 | Trace elements in Soybean powder | NIM | 2006 | Report in progress | Run in parallel to CCQM-K56 | No
IAWG | CCQM-P65 | Chemical compoistion of clay | CENAM | 2004 | Completed | see CCQM-K57 | No
IAWG | CCQM-P65.1 | Chemical composition of clay | CENAM | 2006 | Completed | Run in parallel to CCQM-K57 | No
IAWG | CCQM-P66 | Determination of Metals in Fertilizer | NIST | 2004 | Completed |  | Yes
IAWG | CCQM-P70 | Trace metals in sewage sludge | IRMM | 2004 | Report in progress | Run in parallel to CCQM-K44, EUROMET 784 and IMEP | No
IAWG | CCQM-P72 | Toxic Metals in Food (Tin, lead and cadmium in Tomato Paste) | LGC | 2005 | Completed | Run in parallel to CCQM-K45 | Yes (but not Sn)
IAWG | CCQM-P74 | Nitrogen and trace elements in silicon nitride powder | NMIJ/BAM | 2005 | Completed | see CCQM-K58 | No
IAWG | CCQM-P74.1 | nitride powder | NMIJ/BAM | 2006 | Completed | Run in parallel to CCQM-K58 | No
IAWG | CCQM-P75 | Stable isotope delta values in methionine | IRMM/IAEA | 2006 | Completed |  | Yes
IAWG | CCQM-P76 | Major and minor elements in copper alloy | BAM | 2005 | Completed | see CCQM-K64 | No
IAWG | CCQM-P85 | Toxic and essential elements in bovine liver | NIST | 2006 | Completed | Run in parallel to CCQM-K49 | No
IAWG | CCQM-P86 | Analysis of total Se and Se methionine in pharmaceutical supplements | LGC/NRC | 2006 | Completed | see also CCQM-K60 | No
IAWG | CCQM-P86.1 | Total Se and Se speciation analysis of Se-rich wheat flour | LGC/NRC | 2008 | Report in progress | Run in parallel to CCQM-K60 | No
IAWG | CCQM-P89 | Determination of nitrite and nitrate in calibration solutions and natural water | SMU/NRC | 2006-2007 | Completed | Run in parallel to CCQM-K59 | No
IAWG | CCQM-P96 | As and arsenobetaine content in marine fish | NMIJ/NIM | 2007 | superseded by CCQM-P96.1 |  | No
IAWG | CCQM-P96.1 | As and arsenobetaine in calibration solution and Japanese sea bass sample | NMIJ | 2010 | Report in progress |  | No
IAWG | CCQM-P97 | Cd and Pb in Herb | Govt Lab HK | 2006 | Completed | Run in parallel to APMP study | No
IAWG | CCQM-P100.1 | Hg in pure water | PTB/BAM/LNE | 2007 | Completed | CCQM-K70 in progress Run in parallel to EUROMET 924 | No
IAWG | CCQM-P100.2 | Hg in natural water | PTB/BAM/LNE | 2007 | Completed | CCQM-K70 in progress Run in parallel to EUROMET 924 | No
IAWG | CCQM-P100.3 | Determination of low levels of Hg in natural water | PTB/BAM/LNE | 2008 | Completed | Run in parallel to EUROMET 924 and K70 | No
IAWG | CCQM-P104 | Trace element in Phosphogypsum | IAEA | 2007 | Report in progress |  | No
IAWG | CCQM-P105 | Sr isotopic ratio measurements | IRMM/NRC | 2007-2008 | Report in progress |  | No
IAWG | CCQM-P106 | Cd, Cr, Hg and Pb in polypropylene | NIM/NMIJ/ KRISS | 2007-2008 | Completed |  | Yes
IAWG | CCQM-P107 | Purity of Zinc | BAM | 2007-2008 | Completed | See CCQM-K72 | No
IAWG | CCQM-P107.1 | Purity of Zinc | BAM | 2008-2009 | Completed | Run in parallel to CCQM-K72 | No
IAWG/EAWG | CCQM-P111 | Seawater salinity | PTB | 2008 | Completed |  | Yes
EAWG/IAWG | CCQM-P111.1 | Elements in seawater and salinity | PTB | 2010+ |  | See CCQM-P196
IAWG/EAWG | CCQM-P112 | Assay of EDTA | BAM/SMU/PTB | 2008 | Completed
IAWG | CCQM-P118 | Toxic metals in algae | IAEA | 2008-2009 | Report in progress |  | No
IAWG | CCQM-P119 | Lead in solder | NMIJ/NIM/KRISS | 2008-2009 | Completed |  | No
IAWG | CCQM-P124 | Elemental calibration solutions | PTB | 2010 | Completed | Run in paralllel to CCQM-K87 | No
IAWG | CCQM-P125 | Pb in lead free solder | NMIJ/NIM/KRISS | 2010 | Completed | Run in paralllel to CCQM-K88 | No
IAWG | CCQM-P126 | Trace and essential elements in Herba Ecliptae | GLHK | 2010 | Completed | Run in paralllel to CCQM-K89 | No
IAWG | CCQM-P127 | Copper in bioethanol | INMETRO | 2011 | Completed | Run in parallel to CCQM-K100 | No
IAWG | CCQM-P128 | Pb, As and Hg in a cosmetic material | NIM | 2010 | Completed |  | No
IAWG | CCQM-P128.1 | Pb, As and Hg in a cosmetic material | NIM | 2013 | Completed | Run in parallel to CCQM-K106 | No
IAWG | CCQM-P133 | Arsenobetaine in solution and fish | NMIJ/NIM | 2011 | Completed | Run in parallel to CCQM-K97 | No
IAWG | CCQM-P134 | Isotopic composition of Pb in solution and in bronze | BAM | 2011 | Completed | Run in parallel to CCQM-K98 | No
EAWG/IAWG | CCQM-P135 | Purity of salts - Bromide, Nitrate and Sulphate in NaCl | PTB | 2011 | Completed |  | No
EAWG/IAWG | CCQM-P135.1 | Anionic impurities (nitrate) in salt solutions | PTB | 2014 | Completed | Run in parallel with CCQM-K122 | No
IAWG | CCQM-P146 | Elements and Se speciation in human serum | LGC | 2012 | Report in progress | Run in parallel with CCQM-K107 | No
IAWG | CCQM-P147 | Determination of arsenic species, total arsenic and cadmium in brown rice flour | NMIJ | 2013 | Completed | Run in parallel with CCQM-K108 | No
IAWG | CCQM-P149 | Estimation of impurities for the overall purity evaluation of zinc | BAM | 2008-2009 | Completed |  | Yes (see published paper for discussion of scope)
IAWG | CCQM-P156 | Element-based quantification and purity analysis of a dNMP standard solution | KRISS | 2013 | Completed |  | No
IAWG | CCQM-P157 | Trace elements in biodiesel fuel | NMIJ / NIST | 2014 | Completed | Run in parallel with CCQM-K123 | No
IAWG | CCQM-P158 | Trace elements and chromium speciation in drinking water | NMIJ/GLHK | 2014 | Completed | Run in parallel with CCQM-K124 | No
IAWG | CCQM-P159 | Iodine and other elements in infant formula | GLHK | 2014 | Completed | Run in parallel with CCQM-K125 | No
IAWG | CCQM-P160 | Isotope ratios / molar mass measurements of Si isotopes in isotopically enriched silicon | PTB | 2014 | Completed |  | No
IAWG | CCQM-P162 | Contaminant and other elements in soil | CENAM/IJS | 2015 | Completed | Run in parallel with CCQM-K127 | No
IAWG | CCQM-P163 | Measurement of heavy metals and organo-tin in leather powder | NIM | 2015 | Report circulated | Run in parallel with CCQM-K128 | No
IAWG | CCQM-P166 | Nitrogen mass fraction in glycine | UNIIM | 2015 | Completed | Run in parallel with CCQM-K130 | No
IAWG | CCQM-P167 | Nitrogen mass fraction in milk powder | UNIIM | 2015 | Completed |  | No
IAWG | CCQM-P171 | Determination of arsenic species and total arsenic in brown rice flour | NMIJ | 2015 | Completed | Run in parallel withK108.2014 | No
IAWG | CCQM-P173 | Elements in human serum | HSA | 2017 | Completed | Run in parallel with CCQM-K139
IAWG | CCQM-P175 | Carbon stable isotope ratio delta values in honey | LGC | 2016 | Completed | Run in parallel with CCQM-K140 | No
IAWG | CCQM-P181 | Comparison of copper calibration solutions prepared by NMIs/Dis | NIST | 2016 | Completed | Run in parallel with CCQM-K143
IAWG | CCQM-P182 | Analysis of elemental impurities in alumina powder | KRISS | 2018 | Report in progress | Run in parallel with CCQM-K144
IAWG | CCQM-P183 | Essential and toxic elements in bovine liver powder | NIM | 2017 | Completed | Run in parallel with CCQM-K145 | No
PAWG/IAWG | CCQM-P191 | determination of the amount content of a purity-assessed recombinant protein in an aqueous calibration solution | KRISS | 2017 | Report in progress | Run in parallel with CCQM-K151 | No
IAWG/EAWG | CCQM-P192 | Purity assessment of high purity potassium iodate | UNIIM | 2018 | Completed | Run in parallel with CCQM-K152
IAWG | CCQM-P194 | Suspension of colloidal gold nanoparticles (citrate capped) in water | LGC | 2017 | Report in progress
IAWG | CCQM-P196 | Elements and tributyl tin in seawater | GLHK/UME | 2019 | Report in progress | Run in parllel with CCQM-K155
IAWG | CCQM-P200 | Measurement of a range of spiked and natural elements in rice material in addition to Sr (with natural isotope ratios), associated Rb and inorganic As. | NMIJ and KRISS | 2021 | Report in progress | Run in parllel with CCQM-K158
PAWG/IAWG | CCQM-P201 | Total haemoglobin concentration in human whole blood | PTB | 2019 | IAWG has decided not to to this one. I don't know if you want to remove from the IAWG sheet or what.
IAWG | CCQM-P203 | Platinum Group Elements in Automotive Catalyst | LGC | 2020 | Report in progress | Run in parllel with CCQM-K160
IAWG | CCQM-P207 | Anions in seawater | NIM | 2021 | Report in progress | Run in parallel with CCQM-K161
IAWG | CCQM-P208 | Selenoproteins and total selenium in human serum | LGC/NIST | 2021 | Measurements underway | Run in parallel with CCQM-K162
IAWG/SAWG | CCQM-P210 | Measurement of nanoparticle number concentration in liquid suspension | LGC | 2021 | Measurements underway | Run in parallel with CCQM-K166
IAWG | CCQM-P215 | Arsenic Speciation in Seafood (Aquatic Animals) | GLHK | 2022 | Measurements just completed
EAWG/IAWG | CCQM-P220 | Amount content of sodium oxalate | VNIIM-UNIIM | 2022 | Planned | Run in parallel to CCQM-K169
IAWG | CCQM-P223 | rare earth elements (REEs), uranium and thorium in soil matrix | JSI and UME | 2023 | Planned
IAWG | APMP.QM-S3 | Cadmium in rice | KRISS | 2011 | Approved for Equivalence |  | Yes
IAWG | APMP.QM-S5 | Essential and toxic elements in seafood | GLHK | 2011 | Approved for Equivalence |  | Yes
IAWG | APMP.QM-S10 | Elements in Food Supplement | GLHK | 2016 | Approved for Equivalence | Run in parallel with APMP.QM-P31 | Yes
IAWG | APMP.QM-S17 | Elements in lipstick material | HSA | 2019 | Approved for Equivalence | Run in parallel with APMP.QM-P38 | Yes
IAWG | APMP.QM-S19 | Toxic Elements in Seafood | GLHK | 2019 | Measurements completed
IAWG | EURAMET.QM-S11 | Elements in river water | UME/IMBIH | 2017 | Approved for Equivalence | Run in parallel with EURAMET 1424 | Yes
IAWG | SIM.QM.S2 | Trace elements in water | NRCC | 2010 | Approved for Equivalence |  | Yes
IAWG | SIM.QM-S7 | Trace metals in drinking water | NRC & CENAM | 2016 | Approved for Equivalence |  | Yes
IAWG | SIM.QM-S8 | Trace metals in drinking water | NRC | 2017 | Approved for Equivalence |  | Yes
IAWG | SIM.QM-S10 | Elements in milk powder | NRC/INTI | 2019 | Approved for Equivalence |  | Yes
IAWG | SIM.QM-S11 | Determination of arsenic, cadmium, phosphorus and sodium in Yerba mate | LATU | 2021 | Measurements completed
IAWG | SIM.QM-S12 | Trace Elements in Natural Water | NRC, GLHK & NMIA | 2022 | Measurements completed | Run in parallel with APMP.QM-P41
IAWG | SIM.QM-S13 | Elements in copper concentrate and ore | CENAM, INMETRO | 2022 | Planned
IAWG | SIM.QM-S16 | Elements in Drinking Water | INMETRO | 2023 | Planned

## IRWG
CCQM Isotope Ratio Working Group Key Comparisons and Pilot Studies
Date updated | 2021-12-01
WG | Reference No. | Description | Coordinating Laboratory | Start date | Status | Comments | Can be used for CMC review?
IRWG | CCQM-K167 | Carbon isotope delta relative to the Vienna Peedee Belemnite | NRC | 2019 | Planned | Run in parallel to CCQM-P211 | y
IRWG | CCQM-P211 | Carbon isotope delta relative to the Vienna Peedee Belemnite | NRC | 2019 | Planned | Run in parallel to CCQM-K167 | y
IRWG | CCQM-P212 | Carbon isotope delta measurements of various internatonal reference materials, and the sample NRC Vanillin, relative to the in-house CO2 reference gas | NRC | 2019 | Planned |  | n
IRWG | CCQM-P213 | Delta copper isotope ratio measurements in high purity materials | NRC, NIST, BAM and PTB | 2020 | Planned |  | n

## SAWG
CCQM Surface Analysis Working Group Key Comparisons and Pilot Studies
Date updated | 2021-12-01 | -
WG | Reference No. | Description | Coordinating Laboratory | Start date | Status | Comments | Can be used for CMC review?
SAWG | CCQM-K32 | SiO2 on Si Film Thickness | NPL | 2005 | Approved for Equivalence | Run in parallel to CCQM-P84 | Yes
SAWG | CCQM-K67 | Quantitative analysis of Fe-Ni alloy | KRISS | 2008 | Approved for Equivalence | Run in parallel to CCQM-P108 | Yes
SAWG | CCQM-K129 | CIGS layer composition | KRISS | 2014 | Approved for Equivalence |  | Yes
SAWG | CCQM-K136 | Measurement of porosity properties (specific adsorption, BET specific surface area, specific pore volume and pore diameter) of nanoporous Al2O3 | UNIIM & BAM | 2015 | Approved for Equivalence | Run in parallel with CCQM-P180 | Yes
SAWG | CCQM-K153 | Measurement of BET specific surface area of nonporous SiO2 | UNIIM | 2017 | Report B submitted to KCDB (Susanne Picard) | Run in parllel with CCQM-P195 (canceled) | Yes
SAWG | CCQM-K157 | Thickness measurement of HfO2 Films | KRISS | 2018 | In progress |  | no
IAWG/SAWG | CCQM-K166 | Measurement of nanoparticle number concentration in liquid suspension | LGC | 2020 | to be launched in 2020 | Run in parallel with CCQM-P210
SAWG | CCQM-K172 | Measurement of Specific Adsorption (mol/kg) of Ar on zeolite at 87 K | UNIIM | 2020 | In progress |  | no
SAWG | CCQM-P38 | SiO2 on Si Film Thickness | NPL | 2002 | Completed |  | No
SAWG | CCQM-P80 | Carbon in precipitates in Fe | NPL | 2005 | Completed |  | No
SAWG | CCQM-P81 | N in surface layers of Fe | NPL | 2005 | Completed |  | No
SAWG | CCQM-P84 | SiO2 on Si, Surface analysis | NPL | 2005 | Completed | Run in parallel to CCQM-K32 | No
SAWG | CCQM-P95 | Determination of nitrogen content in DLC layers | BAM | 2006 | Completed |  | No
SAWG | CCQM-P98 | Measurement of Composition of Fe-Ni Alloy Films | KRISS | 2007 | Completed |  | No
SAWG | CCQM-P108 | Quantitative analysis of Fe-Ni alloy | KRISS | 2008 | Completed | Run in parallel to CCQM-K67 | No
SAWG | CCQM-P130 | WD and ED Electron Probe Micro Analysis on Au-Cu alloys | NIST/BAM | 2016 | Completed |  | No
SAWG | CCQM-P140 | CIGS layer composition | KRISS | 2013 | Completed |  | No
SAWG | CCQM-P180 | Measurement of porosity properties (specific adsorption, BET specific surface area, specific pore volume and pore diameter) of nanoporous Al2O3 | UNIIM & BAM | 2015 | Completed | Run in parallel with CCQM-K136 | No
SAWG | CCQM-P190 | Thickness (nm) of HfO2 film | KRISS | 2017 | Completed |  | No
SAWG | CCQM-P195 | Measurement of BET specific surface area of nonporous SiO2 | UNIIM | 2017 | canceled | canceled
IAWG/SAWG | CCQM-P210 | Measurement of nanoparticle number concentration in liquid suspension | LGC | 2020 | to be launched in 2020 | Run in parallel with CCQM-K166

## BAWG
CCQM Bioanalysis Working Group Key Comparisons and Pilot Studies
Date updated | 2015-12-01 | (There is no need to update this spreadsheet. It is kept as a record of our past activities.)
WG | Reference No. | Description | Coordinating Laboratory | Start date | Status | Comments | Can be used for CMC review?
BAWG | CCQM-K61 | Quantitative PCR | NIST/LGC | 2007 | Approved for Equivalence | Completed , uploaded onto KCDB. Supports limited scope CMC statement. | YES
BAWG | CCQM-K86 | Relative quantification of genomic DNA fragments extracted from a biological tissue | IRMM | 2010 | Approved for Equivalence | Completed , uploaded onto KCDB. Supports limited scope CMC statement. (Run in parallel with CCQM-P113.1) | YES
BAWG | CCQM-K86.b | Relative quantification of Bt63 in GM rice matrix sample | NIMC / GLHK | 2015 | Study complete. Report Draft B due April 2016 | Run in parallel to CCQM-P113.3 | No*
BAWG | CCQM-K110 | Relative quantification of Bt63 in GM rice matrix sample | NIMC / GLHK/ IRMM | 2012 | Suspended, due to sample homogeneity issues. | Run with parallel study CCQM-P113.2. For reporting purposes reassigned as pre004 study | NO
BAWG | CCQM-K115 | Peptide purity determination - synthetic human C peptide (HCP) | BIPM/NIMC | 2013 | In progress, study invitations circulated, samples shipping | Run in parallel to CCQM-P55.2 | NO
BAWG | CCQM-K134 | Relative quantification of genomic DNA fragments extracted from oil matrix (OSR) | IRMM | 2015 | Planned | Final clarification on study proposals & invitations to particpate by end 2014. Numbering to be aligned with new nomenclature rules | no
BAWG | CCQM-K135 | Relative quantification of genomic DNA fragments extracted from starch matrix (rice) | NIMC/GLHK | 2015 | Planned | Final clarification on study proposals & invitations to particpate by end 2014. Numbering to be aligned with new nomenclature rules | No
BAWG | CCQM-P44 | DNA Quantification | NIST/LGC | 2002 | Completed: Report on BAWG website |  | No
BAWG | CCQM-P44.1 | Q-PCR (repeat) | NIST/LGC | 2004 | Completed: Report on BAWG website |  | No
BAWG | CCQM-P53 | DNA Profiling | NARL | 2003 | Completed: Report on BAWG website | *Not sufficient concensus, and identified underlying problems which were not resolved as no follow on study. | No*
BAWG | CCQM-P54 | DNA primary quantification | LGC | 2004 | Completed: repeat study |  | No
BAWG | CCQM-P54.1 | DNA quantification (repeat) | LGC | 2006 | Completed: Report on BAWG website | *Together with P54, could be used in support of limited/defined scope CMC, with other supporting evidence as stated in KCWG guidelines | Yes*
BAWG | CCQM-P55 | Peptide / protein quantification | LGC | 2004 | Completed, report in progress | *Could be used in support of limited/defined scope CMC, with other supporting evidence as stated in KCWG guidelines | Yes*
BAWG | CCQM-P55.1 | Peptide / protein quantification (repeat) | LGC | 2008 | Completed, report in preparation, will be available before CMC review | *Could be used in support of limited/defined scope CMC, with other supporting evidence as stated in KCWG guidelines, and clearly stated in report | Yes*
BAWG | CCQM-P55.2 | Peptide purity determination - synthetic human C peptide (HCP) | BIPM/NIMC | 2013 | Planned | Run in parallel to CCQM-K115 | NO
BAWG | CCQM-P58 | Fluorescence in ELISA | NPL/NIST | 2004/2005 | Completed, paper published, copy available on BAWG website |  | No
BAWG | CCQM-P58.1 | Fluoresencence in ELISA (Stage 2) | NPL/NIST | 2007 | Complete, report on BAWG website | Further MU analysis and discussion required | No
BAWG | CCQM-P59 | Protein structural measurements by CD | NPL/NIST | 2006 | Completed: Report on BAWG website |  | No
BAWG | CCQM-P59.1 | Protein structural measurements by CD (repeat) | NPL/NIST | 2008 | Completed: Report on BAWG website | *Study co-ordinators state a traceable instrument required before CMC could be made | No*
BAWG | CCQM-P60 | DNA extraction - reference method | IRMM | 2004/2005 | Completed: Report on BAWG website | *Together with K61 (& P103), could be used in support of defined scope CMC, with other supporting evidence as stated in KCWG guidelines | Yes*
BAWG | CCQM-P94 | Quantification of DNA methylation | KRISS | 2006 | Completed, report on BAWG website | too limited scope? | No*
BAWG | CCQM-P94.1 | Quantification of DNA methylation | KRISS | 2008 | Completed: Report on BAWG website | After further BAWG discussion wrt MU , decided to repeat study with improved materials and procedure | No*
BAWG | CCQM-P94.2 | Quantification of DNA methylation | KRISS | 2012 | Complete, report on BAWG website | Currently discussions underway for follow on K study to better underpin CMCs in this area | TBD
BAWG | CCQM-P101 | Glycan Species measurement in digested glycoprotein mixture | NIBSC/USP/ NPL | 2007 | Completed, report complete, on BAWG website |  | No
BAWG | CCQM-P102 | Quantification of cells with specific phenotypic characteristics | PTB/NIST/NIBSC | 2007 | Completed: Report on BAWG website | Needs further BAWG discussion wrt MU and scope of claims supported | No
BAWG | CCQM-P103 | Measurement of multiplexed biomarker panel of RNA transcripts | LGC/NIST | 2007 | Completed, report on BAWG website | *Could be used in support of limited/defined scope CMC, with other supporting evidence as stated in KCWG guidelines | Yes*
BAWG | CCQM-P103.1 | Measurement of multiplexed biomarker panel of RNA transcripts | LGC | 2011 | Completed: Report on BAWG website | *Could be used in support of limited/defined scope CMC, with other supporting evidence as stated in KCWG guidelines | Yes*
BAWG | CCQM-P113 | Relative Quantification of Genomic DNA Fragments Extracted from a Biological Tissue | IRMM | 2008 | Completed: Report on BAWG website | Together with K61 (& P60), could be used in support of defined scope CMC, with other supporting evidence as stated in KCWG guidelines | Yes*
BAWG | CCQM-P113.1 | Relative Quantification of Genomic DNA Fragments Extracted from a Biological Tissue | IRMM | 2010 | Completed. Report complete (see K86) | Run in parallel with CCQM-K86 | No*
BAWG | CCQM-P113.2 | Relative quantification of Bt63 in GM rice matrix sample | NIMC / GLHK/ IRMM | 2012 | Suspended, due to sample homogeneity issues. | Run in parallel to CCQM-K110 | NO*
BAWG | CCQM-P113.3 | Relative quantification of Bt63 in GM rice matrix sample | NIMC / GLHK | 2015 | Study complete. Report Draft B due April 2016 | Run in parallel to CCQM-K86.b. Study complete, report due 2016 | No*
BAWG | CCQM-P123 | Cell quantification on solid substrate | INRIM, LGC,NIST | 2010 | Final result calculations & draft report in preparation |  | No
BAWG | CCQM-P137 | Clinical amylase measurement | NIMC | 2011 | PLANNED | Invitation to participate circulated. Samples to be distributed end 2014. | No
BAWG | CCQM-P154 | Absolute quantification of DNA | KRISS (NMIA, IRMM, LGC) | 2013 | Complete. Report submitted to KCDB. Publication accepted Anal Chem. Nov 2016 | Clearly defined scope to measurement claim - supporting studies may be required for some CMCs | Yes*
BAWG | CCQM-P155 | Multiple cancer cell biomarker measurement | LGC | 2013 | Final invitation to particpants | Slight delays in sample preparation & stability studies. Samples expected to be circulated end 2014.
BAWG | CCQM-P164 | hGH quantification in serum | PTB/LGC | 2014 | Planned |  | NO
BAWG | CCQM-P165 | quantification of CD34+ cell counts | NIST/PTB/NIBSC | 2014 | Report in progress |  | NO
BAWG | BAWG-pre001 | Absolute quantification of DNA | KRISS, NMIA, IRMM, LGC (NIC, NIB, NIST) | 2011 | Preliminary investigative studies completed. Converted to P154 | Reassigned as P154 | n/a
BAWG | BAWG-pre002 | Cell viability measurement | LGC, PTB, NIST,USP, KRISS, VNIIM, INMETRO, NIMC, INRIM, NIBSC | 2012 | Planning | To be reasigned as P-study (in line with new study nomenclature rules) | n/a
BAWG | [BAWG-pre003] | [Hydrolysis optimisation to reduce uncertainty of peptide/protein MS measurement ] | NIST, LGC, NIMC, LNE, NRC, KRISS,NMISA, CENAM, IRMM, HSA, NIMT, NMIJ, [INMETRO] | 2012 | Final SOPs approved, sample shipping shortly | To be reasigned as P-study (in line with new study nomenclature rules) | n/a
BAWG | [BAWG-pre004] | Relative quantification of Bt63 in GM rice matrix sample | NIMC / GLHK/ IRMM | 2012 | Suspended, due to sample homogeneity issues. |  | n/a
BAWG | BAWG-con001 | Measurement Science for Nominal properties | NIST, LGC, IRMM, CIPM, INMETRO, CENAM | 2011 | Discussion |  | n/a
BAWG | BAWG-con002 | Role of sequencing in Ref Measurement systems | LGC, NIST, IRMM, NMIA, NIMC [NIBSC, INMETRO] | 2011 | Discussion |  | n/a
BAWG | BAWG-con003 | Routes to Macromolecular/Biomolecular purity | BIPM, LGC, NIST, PTB, LNE, NIBSC | 2012 | Discussion |  | n/a