## Template
CCQM-KXXXX | [8 empty] | Transition Point | 10 | µmol/mol |  | Ver 1.1 (2021/12/22)
XXXXX in N2 at XXXX µmol/mol | [8 empty] | Transition Point 2 | 1 | µmol/mol |  | made by Takuya Shimosaka (NMIJ/AIST)
Please use this template at your own risk
Support to CMCs
Name of Target Analyte
Laboratory | Cylinder | xi,ref (µmol/mol) | ui,ref (µmol/mol) Standard Unc. | xi,lab (µmol/mol) | ui,lab (µmol/mol) Standard Unc. | Di (µmol/mol) | U(Di) (µmol/mol) (k=2) Expanded Unc. | Agree with RV? | Deviation (µmol/mol) | Exp. U (µmol/mol) | Transition Point (µmol/mol) | Min Unc at Transition Point (%) | Min Unc at Transition Point (µmol/mol) | Exp. U at LB (%) | LB (µmol/mol) | UB (µmol/mol) | Uncertainty at LB (%) Expanded Unc. | Uncertainty at UB (%) Expanded Unc. | Uncertainty at LB (µmol/mol) Expanded Unc. | Uncertainty at UB (µmol/mol) Expanded Unc. | LB (nmol/mol) | UB (nmol/mol) | Uncertainty at LB (nmol/mol) Expanded Unc. | Uncertainty at UB (nmol/mol) Expanded Unc.
... | [7 empty] | 0 | 0 | 0 | 0 | #DIV/0! | #DIV/0! | #DIV/0! | 1 | 1000 | #DIV/0! | #DIV/0! | #DIV/0! | #DIV/0! | 1000 | 1000000 | #DIV/0! | #DIV/0!
... | [7 empty] | 0 | 0 | 0 | 0 | #DIV/0! | #DIV/0! | #DIV/0! | 1 | 1000 | #DIV/0! | #DIV/0! | #DIV/0! | #DIV/0! | 1000 | 1000000 | #DIV/0! | #DIV/0!
... | [7 empty] | 0 | 0 | 0 | 0 | #DIV/0! | #DIV/0! | #DIV/0! | 1 | 1000 | #DIV/0! | #DIV/0! | #DIV/0! | #DIV/0! | 1000 | 1000000 | #DIV/0! | #DIV/0!
... | [7 empty] | 0 | 0 | 0 | 0 | #DIV/0! | #DIV/0! | #DIV/0! | 1 | 1000 | #DIV/0! | #DIV/0! | #DIV/0! | #DIV/0! | 1000 | 1000000 | #DIV/0! | #DIV/0!
... | [7 empty] | 0 | 0 | 0 | 0 | #DIV/0! | #DIV/0! | #DIV/0! | 1 | 1000 | #DIV/0! | #DIV/0! | #DIV/0! | #DIV/0! | 1000 | 1000000 | #DIV/0! | #DIV/0!
... | [7 empty] | 0 | 0 | 0 | 0 | #DIV/0! | #DIV/0! | #DIV/0! | 1 | 1000 | #DIV/0! | #DIV/0! | #DIV/0! | #DIV/0! | 1000 | 1000000 | #DIV/0! | #DIV/0!
... | [7 empty] | 0 | 0 | 0 | 0 | #DIV/0! | #DIV/0! | #DIV/0! | 1 | 1000 | #DIV/0! | #DIV/0! | #DIV/0! | #DIV/0! | 1000 | 1000000 | #DIV/0! | #DIV/0!
... | [7 empty] | 0 | 0 | 0 | 0 | #DIV/0! | #DIV/0! | #DIV/0! | 1 | 1000 | #DIV/0! | #DIV/0! | #DIV/0! | #DIV/0! | 1000 | 1000000 | #DIV/0! | #DIV/0!
... | [7 empty] | 0 | 0 | 0 | 0 | #DIV/0! | #DIV/0! | #DIV/0! | 1 | 1000 | #DIV/0! | #DIV/0! | #DIV/0! | #DIV/0! | 1000 | 1000000 | #DIV/0! | #DIV/0!
... | [7 empty] | 0 | 0 | 0 | 0 | #DIV/0! | #DIV/0! | #DIV/0! | 1 | 1000 | #DIV/0! | #DIV/0! | #DIV/0! | #DIV/0! | 1000 | 1000000 | #DIV/0! | #DIV/0!
... | [7 empty] | 0 | 0 | 0 | 0 | #DIV/0! | #DIV/0! | #DIV/0! | 1 | 1000 | #DIV/0! | #DIV/0! | #DIV/0! | #DIV/0! | 1000 | 1000000 | #DIV/0! | #DIV/0!
... | [7 empty] | 0 | 0 | 0 | 0 | #DIV/0! | #DIV/0! | #DIV/0! | 1 | 1000 | #DIV/0! | #DIV/0! | #DIV/0! | #DIV/0! | 1000 | 1000000 | #DIV/0! | #DIV/0!
... | [7 empty] | 0 | 0 | 0 | 0 | #DIV/0! | #DIV/0! | #DIV/0! | 1 | 1000 | #DIV/0! | #DIV/0! | #DIV/0! | #DIV/0! | 1000 | 1000000 | #DIV/0! | #DIV/0!
... | [7 empty] | 0 | 0 | 0 | 0 | #DIV/0! | #DIV/0! | #DIV/0! | 1 | 1000 | #DIV/0! | #DIV/0! | #DIV/0! | #DIV/0! | 1000 | 1000000 | #DIV/0! | #DIV/0!
... | [7 empty] | 0 | 0 | 0 | 0 | #DIV/0! | #DIV/0! | #DIV/0! | 1 | 1000 | #DIV/0! | #DIV/0! | #DIV/0! | #DIV/0! | 1000 | 1000000 | #DIV/0! | #DIV/0!
... | [7 empty] | 0 | 0 | 0 | 0 | #DIV/0! | #DIV/0! | #DIV/0! | 1 | 1000 | #DIV/0! | #DIV/0! | #DIV/0! | #DIV/0! | 1000 | 1000000 | #DIV/0! | #DIV/0!
... | [7 empty] | 0 | 0 | 0 | 0 | #DIV/0! | #DIV/0! | #DIV/0! | 1 | 1000 | #DIV/0! | #DIV/0! | #DIV/0! | #DIV/0! | 1000 | 1000000 | #DIV/0! | #DIV/0!
... | [7 empty] | 0 | 0 | 0 | 0 | #DIV/0! | #DIV/0! | #DIV/0! | 1 | 1000 | #DIV/0! | #DIV/0! | #DIV/0! | #DIV/0! | 1000 | 1000000 | #DIV/0! | #DIV/0!
... | [7 empty] | 0 | 0 | 0 | 0 | #DIV/0! | #DIV/0! | #DIV/0! | 1 | 1000 | #DIV/0! | #DIV/0! | #DIV/0! | #DIV/0! | 1000 | 1000000 | #DIV/0! | #DIV/0!
... | [7 empty] | 0 | 0 | 0 | 0 | #DIV/0! | #DIV/0! | #DIV/0! | 1 | 1000 | #DIV/0! | #DIV/0! | #DIV/0! | #DIV/0! | 1000 | 1000000 | #DIV/0! | #DIV/0!
... | [7 empty] | 0 | 0 | 0 | 0 | #DIV/0! | #DIV/0! | #DIV/0! | 1 | 1000 | #DIV/0! | #DIV/0! | #DIV/0! | #DIV/0! | 1000 | 1000000 | #DIV/0! | #DIV/0!
Writer & Reviewer :
Put Amount Fraction Range in micro-mol/mol on yellow cells
Coordinating Lab : Put ID number of comparison and brief expression (Target analyte, its amout fraction, and matrix)
Coordinating Lab : Copy HFTLS from final report.
Coordinating Lab : Fill data into columns from A to H. Only "micro-mol/mol" is allowed.
Coordinating Lab : When a comparison has multi-target components, copy lines from L15-L37 and paste them. (refer to CCQM-K10.2018).

## Record
Record
Ver 1.0 | 2021-06-23 | first version
Ver 1.1 | 2021-12-22 | show "Error" if min uncertainty is greater than 100 %.

## APMP.QM-K111
APMP.QM-K111 | [8 empty] | Transition Point | 10 | µmol/mol |  | Ver 1.1 (2021/12/22)
Propane in N2 at 1000 µmol/mol | [8 empty] | Transition Point 2 | 1 | µmol/mol |  | made by Takuya Shimosaka (NMIJ/AIST)
Please use this template at your own risk
Support to CMCs
The results of this key comparison can be used to support CMC claims as described in the final report of CCQM-K111 [1].
Name of Target Analyte
Laboratory | Cylinder | xi,ref (µmol/mol) | ui,ref (µmol/mol) Standard Unc. | xi,lab (µmol/mol) | ui,lab (µmol/mol) Standard Unc. | Di (µmol/mol) | U(Di) (µmol/mol) (k=2) Expanded Unc. | Agree with RV? | Deviation (µmol/mol) | Exp. U (µmol/mol) | Transition Point (µmol/mol) | Min Unc at Transition Point (%) | Min Unc at Transition Point (µmol/mol) | Exp. U at LB (%) | LB (µmol/mol) | UB (µmol/mol) | Uncertainty at LB (%) Expanded Unc. | Uncertainty at UB (%) Expanded Unc. | Uncertainty at LB (µmol/mol) Expanded Unc. | Uncertainty at UB (µmol/mol) Expanded Unc. | LB (nmol/mol) | UB (nmol/mol) | Uncertainty at LB (nmol/mol) Expanded Unc. | Uncertainty at UB (nmol/mol) Expanded Unc.
NIM | CPB20810 | 995.1 | 0.38 | 993.81 | 0.495 | -1.3 | 1.3 | 0 | 0 | 0.99 | 10 | 0.099487 | 0.0099487 | 100 | 1 | 1000 | 0.99487 | 0.099487 | 0.0099487 | 0.99487 | 1000 | 1000000 | 9.9487 | 994.8749
NMC A*STAR | CPB21192 | 998.52 | 0.38 | 1000.6 | 2.25 | 2.1 | 4.6 | 0 | 0 | 4.5 | 10 | 0.45067 | 0.045067 | 100 | 1 | 1000 | 4.5067 | 0.45067 | 0.045067 | 4.5067 | 1000 | 1000000 | 45.0667 | 4506.6699
NIMT | CPB25989 | 999.09 | 0.38 | 1001 | 1.75 | 1.9 | 3.6 | 0 | 0 | 3.5 | 10 | 0.35032 | 0.035032 | 100 | 1 | 1000 | 3.5032 | 0.35032 | 0.035032 | 3.5032 | 1000 | 1000000 | 35.0319 | 3503.1879
KRISS | CPB25963 | 1000.38 | 0.38 | 1001.1 | 0.5 | 0.7 | 1.3 | 0 | 0 | 1 | 10 | 0.099962 | 0.0099962 | 100 | 1 | 1000 | 0.99962 | 0.099962 | 0.0099962 | 0.99962 | 1000 | 1000000 | 9.9962 | 999.6201
NMIA | CPB25966 | 999.41 | 0.38 | 1000 | 0.75 | 0.6 | 1.7 | 0 | 0 | 1.5 | 10 | 0.15009 | 0.015009 | 100 | 1 | 1000 | 1.5009 | 0.15009 | 0.015009 | 1.5009 | 1000 | 1000000 | 15.0089 | 1500.8855
NMIJ | CPB25981 | 996.77 | 0.38 | 996.5 | 0.55 | -0.3 | 1.3 | 0 | 0 | 1.1 | 10 | 0.11036 | 0.011036 | 100 | 1 | 1000 | 1.1036 | 0.11036 | 0.011036 | 1.1036 | 1000 | 1000000 | 11.0356 | 1103.5645
CMS/ITRI | CPB25984 | 994.27 | 0.38 | 994.9 | 1 | 0.6 | 2.1 | 0 | 0 | 2 | 10 | 0.20115 | 0.020115 | 100 | 1 | 1000 | 2.0115 | 0.20115 | 0.020115 | 2.0115 | 1000 | 1000000 | 20.1153 | 2011.526
NML SIRIM | CPB25987 | 998.59 | 0.38 | 960.41 | 0.75 | -38.2 | 1.7 | 1 | 38.18 | 76.3747 | 10 | 7.6483 | 0.76483 | 100 | 1 | 1000 | 76.4826 | 7.6483 | 0.76483 | 76.4826 | 1000 | 1000000 | 764.8257 | 76482.5718
CERI | CPB25989 | 999.09 | 0.38 | 999.84 | 0.38 | 0.8 | 1.1 | 0 | 0 | 0.76 | 10 | 0.076069 | 0.0076069 | 100 | 1 | 1000 | 0.76069 | 0.076069 | 0.0076069 | 0.76069 | 1000 | 1000000 | 7.6069 | 760.6922
Laboratory | Cylinder | xprep /μmol/mol | uprep /μmol/mol | uver /μmol/mol | uref /μmol/mol | xlab /μmol/mol | Ulab /μmol/mol | klab | Δx | k | U(Δx) /μmol/mol
NIM | CPB20810 | 995.1 | 0.28 | 0.26 | 0.38 | 993.81 | 0.99 | 2 | -1.3 | 2 | 1.3
NMC A*STAR | CPB21192 | 998.52 | 0.28 | 0.26 | 0.38 | 1000.6 | 4.5 | 2 | 2.1 | 2 | 4.6
NIMT | CPB25989 | 999.09 | 0.28 | 0.26 | 0.38 | 1001 | 3.5 | 2 | 1.9 | 2 | 3.6
KRISS | CPB25963 | 1000.38 | 0.28 | 0.26 | 0.38 | 1001.1 | 1 | 2 | 0.7 | 2 | 1.3
NMIA | CPB25966 | 999.41 | 0.28 | 0.26 | 0.38 | 1000 | 1.5 | 2 | 0.6 | 2 | 1.7
NMIJ | CPB25981 | 996.77 | 0.28 | 0.26 | 0.38 | 996.5 | 1.1 | 2 | -0.3 | 2 | 1.3
CMS/ITRI | CPB25984 | 994.27 | 0.28 | 0.26 | 0.38 | 994.9 | 2 | 2 | 0.6 | 2 | 2.1
NML SIRIM | CPB25987 | 998.59 | 0.28 | 0.26 | 0.38 | 960.41 | 1.5 | 2 | -38.2 | 2 | 1.7
CERI | CPB25989 | 999.09 | 0.28 | 0.26 | 0.38 | 999.84 | 0.76 | 2 | 0.8 | 2 | 1.1
Writer & Reviewer :
Put Amount Fraction Range in micro-mol/mol on yellow cells

## CCQM-K10
CCQM-K10 | [8 empty] | Transition Point | 10 | µmol/mol |  | Ver 1.1 (2021/12/22)
BTX / N2 at 5-10 nmol/mol | [8 empty] | Transition Point 2 | 1 | µmol/mol |  | made by Takuya Shimosaka (NMIJ/AIST)
Please use this template at your own risk
Support to CMCs
This comparison could be used to assess calibration and measurement capability (CMC) claims for non-polar volatile organic hydrocarbons,
which are liquid at room temperature, with boiling point temperatures between 80º C and 150º C, and at a concentration of 1 nmol/mol to 100 μmol/mol.
A similar comparison is expected to be held within 5 years.
Benzene
Laboratory | Cylinder | xi,ref (µmol/mol) | ui,ref (µmol/mol) Standard Unc. | xi,lab (µmol/mol) | ui,lab (µmol/mol) Standard Unc. | Di (µmol/mol) | U(Di) (µmol/mol) (k=2) Expanded Unc. | Agree with RV? | Deviation (µmol/mol) | Exp. U (µmol/mol) | Transition Point (µmol/mol) | Minimum Uncertainty(%) (>10umol/mol) | Min Unc at Transition Point (µmol/mol) | Exp. U at LB (%) | LB (µmol/mol) | UB (µmol/mol) | Uncertainty at LB (%) Expanded Unc. | Uncertainty at UB (%) Expanded Unc. | Uncertainty at LB (µmol/mol) | Uncertainty at UB (µmol/mol) | LB (nmol/mol) | UB (nmol/mol) | Uncertainty at LB (nmol/mol) | Uncertainty at UB (nmol/mol)
France (LNE) |  | 0.00464 | 2.5e-05 | 0.004654 | 2.9e-05 | 1.4e-05 | 7.6577e-05 | 0 | 0 | 5.8e-05 | 0.00464 | 1.25 | 5.8e-05 | 100 | 1 | 1000 | 1.25 | 1.25 | 0.0125 | 12.5 | 1000 | 1000000 | 12.5 | 12500
Germany (UBA) |  | 0.00464 | 2.5e-05 | 0.00463 | 0.0001 | -1e-05 | 0.00020616 | 0 | 0 | 0.0002 | 0.00464 | 4.3103 | 0.0002 | 100 | 1 | 1000 | 4.3103 | 4.3103 | 0.043103 | 43.1034 | 1000 | 1000000 | 43.1034 | 43103.4483
Japan (NMIJ) |  | 0.00461 | 2.5e-05 | 0.004624 | 0.0004085 | 1.4e-05 | 0.00081853 | 0 | 0 | 0.000817 | 0.00461 | 17.7223 | 0.000817 | 100 | 1 | 1000 | 17.7223 | 17.7223 | 0.17722 | 177.2234 | 1000 | 1000000 | 177.2234 | 177223.4273
Korea (KRISS) |  | 0.00461 | 2.5e-05 | 0.00463 | 0.000125 | 2e-05 | 0.00025495 | 0 | 0 | 0.00025 | 0.00461 | 5.423 | 0.00025 | 100 | 1 | 1000 | 5.423 | 5.423 | 0.05423 | 54.2299 | 1000 | 1000000 | 54.2299 | 54229.9349
Netherlands (NMi) |  | 0.00464 | 2.5e-05 | 0.00457 | 0.00011 | -7e-05 | 0.00022561 | 0 | 0 | 0.00022 | 0.00464 | 4.7414 | 0.00022 | 100 | 1 | 1000 | 4.7414 | 4.7414 | 0.047414 | 47.4138 | 1000 | 1000000 | 47.4138 | 47413.7931
Russia (VNIIM) |  | 0.00461 | 2.5e-05 | 0.00476 | 7e-05 | 0.00015 | 0.00014866 | 1 | 0.00015 | 0.00033106 | 0.00461 | 7.1813 | 0.00033106 | 100 | 1 | 1000 | 7.1813 | 7.1813 | 0.071813 | 71.8132 | 1000 | 1000000 | 71.8132 | 71813.212
United Kingdom (NPL) |  | 0.00464 | 2.5e-05 | 0.00451 | 3e-05 | -0.00013 | 7.8102e-05 | 1 | 0.00013 | 0.00026683 | 0.00464 | 5.7507 | 0.00026683 | 100 | 1 | 1000 | 5.7507 | 5.7507 | 0.057507 | 57.5072 | 1000 | 1000000 | 57.5072 | 57507.1727
USA (NIST) |  | 0.00464 | 2.5e-05 | 0.00464 | 2.5e-05 | 0 | 7.0711e-05 | 0 | 0 | 5e-05 | 0.00464 | 1.0776 | 5e-05 | 100 | 1 | 1000 | 1.0776 | 1.0776 | 0.010776 | 10.7759 | 1000 | 1000000 | 10.7759 | 10775.8621
Toluene
Laboratory | Cylinder | xi,ref (µmol/mol) | ui,ref (µmol/mol) Standard Unc. | xi,lab (µmol/mol) | ui,lab (µmol/mol) Standard Unc. | Di (µmol/mol) | U(Di) (µmol/mol) (k=2) Expanded Unc. | Agree with RV? | Deviation (µmol/mol) | Exp. U (µmol/mol) | Transition Point (µmol/mol) | Minimum Uncertainty(%) (>10umol/mol) | Min Unc at Transition Point (µmol/mol) | Exp. U at LB (%) | LB (µmol/mol) | UB (µmol/mol) | Uncertainty at LB (%) | Uncertainty at UB (%) | Uncertainty at LB (µmol/mol) | Uncertainty at UB (µmol/mol) | LB (nmol/mol) | UB (nmol/mol) | Uncertainty at LB (nmol/mol) | Uncertainty at UB (nmol/mol)
France (LNE) |  | 0.00812 | 4e-05 | 0.008154 | 5e-05 | 3.4e-05 | 0.00012806 | 0 | 0 | 0.0001 | 0.00812 | 1.2315 | 0.0001 | 100 | 1 | 1000 | 1.2315 | 1.2315 | 0.012315 | 12.3153 | 1000 | 1000000 | 12.3153 | 12315.2709
Germany (UBA) |  | 0.00812 | 4e-05 | 0.0079 | 0.000125 | -0.00022 | 0.00026249 | 0 | 0 | 0.00025 | 0.00812 | 3.0788 | 0.00025 | 100 | 1 | 1000 | 3.0788 | 3.0788 | 0.030788 | 30.7882 | 1000 | 1000000 | 30.7882 | 30788.1773
Japan (NMIJ) |  | 0.00725 | 3.5e-05 | 0.007348 | 0.000321 | 9.8e-05 | 0.0006458 | 0 | 0 | 0.000642 | 0.00725 | 8.8552 | 0.000642 | 100 | 1 | 1000 | 8.8552 | 8.8552 | 0.088552 | 88.5517 | 1000 | 1000000 | 88.5517 | 88551.7241
Korea (KRISS) |  | 0.00725 | 3.5e-05 | 0.00717 | 0.00019 | -8e-05 | 0.00038639 | 0 | 0 | 0.00038 | 0.00725 | 5.2414 | 0.00038 | 100 | 1 | 1000 | 5.2414 | 5.2414 | 0.052414 | 52.4138 | 1000 | 1000000 | 52.4138 | 52413.7931
Netherlands (NMi) |  | 0.00812 | 4e-05 | 0.00822 | 0.00024 | 0.0001 | 0.00048662 | 0 | 0 | 0.00048 | 0.00812 | 5.9113 | 0.00048 | 100 | 1 | 1000 | 5.9113 | 5.9113 | 0.059113 | 59.1133 | 1000 | 1000000 | 59.1133 | 59113.3005
Russia (VNIIM) |  | 0.00725 | 3.5e-05 | 0.00756 | 0.000115 | 0.00031 | 0.00024042 | 1 | 0.00031 | 0.00066129 | 0.00725 | 9.1212 | 0.00066129 | 100 | 1 | 1000 | 9.1212 | 9.1212 | 0.091212 | 91.2119 | 1000 | 1000000 | 91.2119 | 91211.9482
United Kingdom (NPL) |  | 0.00812 | 4e-05 | 0.00799 | 5e-05 | -0.00013 | 0.00012806 | 1 | 0.00013 | 0.00027857 | 0.00812 | 3.4306 | 0.00027857 | 100 | 1 | 1000 | 3.4306 | 3.4306 | 0.034306 | 34.3064 | 1000 | 1000000 | 34.3064 | 34306.3751
USA (NIST) |  | 0.00812 | 4e-05 | 0.00808 | 2.5e-05 | -4e-05 | 9.434e-05 | 0 | 0 | 5e-05 | 0.00812 | 0.61576 | 5e-05 | 100 | 1 | 1000 | 0.61576 | 0.61576 | 0.0061576 | 6.1576 | 1000 | 1000000 | 6.1576 | 6157.6355
o-Xylene
Laboratory | Cylinder | xi,ref (µmol/mol) | ui,ref (µmol/mol) Standard Unc. | xi,lab (µmol/mol) | ui,lab (µmol/mol) Standard Unc. | Di (µmol/mol) | U(Di) (µmol/mol) (k=2) Expanded Unc. | Agree with RV? | Deviation (µmol/mol) | Exp. U (µmol/mol) | Transition Point (µmol/mol) | Minimum Uncertainty(%) (>10umol/mol) | Min Unc at Transition Point (µmol/mol) | Exp. U at LB (%) | LB (µmol/mol) | UB (µmol/mol) | Uncertainty at LB (%) | Uncertainty at UB (%) | Uncertainty at LB (µmol/mol) | Uncertainty at UB (µmol/mol) | LB (nmol/mol) | UB (nmol/mol) | Uncertainty at LB (nmol/mol) | Uncertainty at UB (nmol/mol)
France (LNE) |  | 0.00627 | 3e-05 | 0.006198 | 3.8e-05 | -7.2e-05 | 9.683e-05 | 0 | 0 | 7.6e-05 | 0.00627 | 1.2121 | 7.6e-05 | 100 | 1 | 1000 | 1.2121 | 1.2121 | 0.012121 | 12.1212 | 1000 | 1000000 | 12.1212 | 12121.2121
Germany (UBA) |  | 0.00627 | 3e-05 | 0.0063 | 0.000135 | 3e-05 | 0.00027659 | 0 | 0 | 0.00027 | 0.00627 | 4.3062 | 0.00027 | 100 | 1 | 1000 | 4.3062 | 4.3062 | 0.043062 | 43.0622 | 1000 | 1000000 | 43.0622 | 43062.201
Japan (NMIJ) |  | 0.00681 | 3.5e-05 | 0.006994 | 0.0003235 | 0.000184 | 0.00065078 | 0 | 0 | 0.000647 | 0.00681 | 9.5007 | 0.000647 | 100 | 1 | 1000 | 9.5007 | 9.5007 | 0.095007 | 95.0073 | 1000 | 1000000 | 95.0073 | 95007.3421
Korea (KRISS) |  | 0.00681 | 3.5e-05 | 0.00681 | 0.000175 | 0 | 0.00035693 | 0 | 0 | 0.00035 | 0.00681 | 5.1395 | 0.00035 | 100 | 1 | 1000 | 5.1395 | 5.1395 | 0.051395 | 51.395 | 1000 | 1000000 | 51.395 | 51395.0073
Netherlands (NMi) |  | 0.00627 | 3e-05 | 0.00657 | 0.00026 | 0.0003 | 0.00052345 | 0 | 0 | 0.00052 | 0.00627 | 8.2935 | 0.00052 | 100 | 1 | 1000 | 8.2935 | 8.2935 | 0.082935 | 82.9346 | 1000 | 1000000 | 82.9346 | 82934.6093
Russia (VNIIM) |  | 0.00681 | 3.5e-05 | 0.0075 | 0.00011 | 0.00069 | 0.00023087 | 1 | 0.00069 | 0.0013974 | 0.00681 | 20.5202 | 0.0013974 | 100 | 1 | 1000 | 20.5202 | 20.5202 | 0.2052 | 205.2021 | 1000 | 1000000 | 205.2021 | 205202.086
United Kingdom (NPL) |  | 0.00627 | 3e-05 | 0.00592 | 4e-05 | -0.00035 | 0.0001 | 1 | 0.00035 | 0.00070456 | 0.00627 | 11.2369 | 0.00070456 | 100 | 1 | 1000 | 11.2369 | 11.2369 | 0.11237 | 112.3695 | 1000 | 1000000 | 112.3695 | 112369.4734
USA (NIST) |  | 0.00627 | 3e-05 | 0.00627 | 5.5e-05 | 0 | 0.0001253 | 0 | 0 | 0.00011 | 0.00627 | 1.7544 | 0.00011 | 100 | 1 | 1000 | 1.7544 | 1.7544 | 0.017544 | 17.5439 | 1000 | 1000000 | 17.5439 | 17543.8596
Table 3: Results of CCQM K10: Comparison of Benzene
Laboratory | Submitted | K | Submitted | Gravimetric | Gravimetric | % Relative
| Analytical | Factor | Expanded | Amount | Expanded | Difference
| Result |  | Uncertainty | Fraction | Uncertrainty
| (nmol/mol) |  | (nmol/mol) | (nmol/mol) | (nmol/mol) |  |  | xi,ref (µmol/mol) | ui,ref (µmol/mol) | xi,lab (µmol/mol) | ui,lab (µmol/mol) | Di (µmol/mol) | U(Di) (µmol/mol)
France (LNE) | 4.654 | 2 | 0.058 | 4.64 | 0.05 | 0.3% |  | 0.00464 | 2.5e-05 | 0.004654 | 2.9e-05 | 1.4e-05 | 7.6577e-05
Germany (UBA) | 4.63 | 2 | 0.2 | 4.64 | 0.05 | -0.2% |  | 0.00464 | 2.5e-05 | 0.00463 | 0.0001 | -1e-05 | 0.00020616
Japan (NMIJ) | 4.624 | 2 | 0.817 | 4.61 | 0.05 | 0.2% |  | 0.00461 | 2.5e-05 | 0.004624 | 0.0004085 | 1.4e-05 | 0.00081853
Korea (KRISS) | 4.63 | 2 | 0.25 | 4.61 | 0.05 | 0.4% |  | 0.00461 | 2.5e-05 | 0.00463 | 0.000125 | 2e-05 | 0.00025495
Netherlands (NMi) | 4.57 | 2 | 0.22 | 4.64 | 0.05 | -1.5% |  | 0.00464 | 2.5e-05 | 0.00457 | 0.00011 | -7e-05 | 0.00022561
Russia (VNIIM) | 4.76 | 2 | 0.14 | 4.61 | 0.05 | 3.2% |  | 0.00461 | 2.5e-05 | 0.00476 | 7e-05 | 0.00015 | 0.00014866
United Kingdom (NPL) | 4.51 | 2 | 0.06 | 4.64 | 0.05 | -2.8% |  | 0.00464 | 2.5e-05 | 0.00451 | 3e-05 | -0.00013 | 7.8102e-05
USA (NIST) | 4.64 | 2 | 0.05 | 4.64 | 0.05 | 0% |  | 0.00464 | 2.5e-05 | 0.00464 | 2.5e-05 | 0 | 7.0711e-05
Table 4: Results of CCQM K10: Comparison of Toluene
Laboratory | Submitted | k | Submitted | Gravimetric | Gravimetric | % Relative
| Analytical | Factor | Expanded | Amount | Expanded | Difference
| Result |  | Uncertainty | Fraction | Uncertrainty
| (nmol/mol) |  | (nmol/mol) | (nmol/mol) | (nmol/mol) |  |  | xi,ref (µmol/mol) | ui,ref (µmol/mol) | xi,lab (µmol/mol) | ui,lab (µmol/mol) | Di (µmol/mol) | U(Di) (µmol/mol)
France (LNE) | 8.154 | 2 | 0.1 | 8.12 | 0.08 | 0.4% |  | 0.00812 | 4e-05 | 0.008154 | 5e-05 | 3.4e-05 | 0.00012806
Germany (UBA) | 7.9 | 2 | 0.25 | 8.12 | 0.08 | -2.8% |  | 0.00812 | 4e-05 | 0.0079 | 0.000125 | -0.00022 | 0.00026249
Japan (NMIJ) | 7.348 | 2 | 0.642 | 7.25 | 0.07 | 1.3% |  | 0.00725 | 3.5e-05 | 0.007348 | 0.000321 | 9.8e-05 | 0.0006458
Korea (KRISS) | 7.17 | 2 | 0.38 | 7.25 | 0.07 | -1.1% |  | 0.00725 | 3.5e-05 | 0.00717 | 0.00019 | -8e-05 | 0.00038639
Netherlands (NMi) | 8.22 | 2 | 0.48 | 8.12 | 0.08 | 1.2% |  | 0.00812 | 4e-05 | 0.00822 | 0.00024 | 0.0001 | 0.00048662
Russia (VNIIM) | 7.56 | 2 | 0.23 | 7.25 | 0.07 | 4.3% |  | 0.00725 | 3.5e-05 | 0.00756 | 0.000115 | 0.00031 | 0.00024042
United Kingdom (NPL) | 7.99 | 2 | 0.1 | 8.12 | 0.08 | -1.7% |  | 0.00812 | 4e-05 | 0.00799 | 5e-05 | -0.00013 | 0.00012806
USA (NIST) | 8.08 | 2 | 0.05 | 8.12 | 0.08 | -0.5% |  | 0.00812 | 4e-05 | 0.00808 | 2.5e-05 | -4e-05 | 9.434e-05
Table 5: Results of CCQM K10: Comparison of o-Xylene
Laboratory | Submitted | k | Submitted | Gravimetric | Gravimetric | % Relative
| Analytical | Factor | Expanded | Amount | Expanded | Difference
| Result |  | Uncertainty | Fraction | Uncertrainty
| (nmol/mol) |  | (nmol/mol) | (nmol/mol) | (nmol/mol) |  |  | xi,ref (µmol/mol) | ui,ref (µmol/mol) | xi,lab (µmol/mol) | ui,lab (µmol/mol) | Di (µmol/mol) | U(Di) (µmol/mol)
France (LNE) | 6.198 | 2 | 0.076 | 6.27 | 0.06 | -1.2% |  | 0.00627 | 3e-05 | 0.006198 | 3.8e-05 | -7.2e-05 | 9.683e-05
Germany (UBA) | 6.3 | 2 | 0.27 | 6.27 | 0.06 | 0.4% |  | 0.00627 | 3e-05 | 0.0063 | 0.000135 | 3e-05 | 0.00027659
Japan (NMIJ) | 6.994 | 2 | 0.647 | 6.81 | 0.07 | 2.6% |  | 0.00681 | 3.5e-05 | 0.006994 | 0.0003235 | 0.000184 | 0.00065078
Korea (KRISS) | 6.81 | 2 | 0.35 | 6.81 | 0.07 | -0.1% |  | 0.00681 | 3.5e-05 | 0.00681 | 0.000175 | 0 | 0.00035693
Netherlands (NMi) | 6.57 | 2 | 0.52 | 6.27 | 0.06 | 4.7% |  | 0.00627 | 3e-05 | 0.00657 | 0.00026 | 0.0003 | 0.00052345
Russia (VNIIM) | 7.5 | 2 | 0.22 | 6.81 | 0.07 | 10.1% |  | 0.00681 | 3.5e-05 | 0.0075 | 0.00011 | 0.00069 | 0.00023087
United Kingdom (NPL) | 5.92 | 2 | 0.08 | 6.27 | 0.06 | -5.6% |  | 0.00627 | 3e-05 | 0.00592 | 4e-05 | -0.00035 | 0.0001
USA (NIST) | 6.27 | 2 | 0.11 | 6.27 | 0.06 | -0.1% |  | 0.00627 | 3e-05 | 0.00627 | 5.5e-05 | 0 | 0.0001253
Writer & Reviewer :
Put Amount Fraction Range in micro-mol/mol on yellow cells
Writer & Reviewer :
Put Amount Fraction Range in micro-mol/mol on yellow cells

## CCQM-K10.2018
CCQM-K10.2018 | [8 empty] | Transition Point | 10 | µmol/mol |  | Ver 1.1 (2021/12/22)
BTEX in Nitrogen at 5 nmol/mol | [8 empty] | Transition Point 2 | 1 | µmol/mol |  | made by Takuya Shimosaka (NMIJ/AIST)
Please use this template at your own risk
Support to CMCs
Table 1 shows the ranges of the amount fractions and associated expanded uncertainties
supported by participation in CCQM-K10.2018 [1], calculated in accordance with
the GAWG Strategy document [2]. Values in red indicate uncertainties that have been
inflated because the submitted measurement result was not consistent with the KCRV.
BENZENE
Laboratory | Cylinder | xi,ref (µmol/mol) | ui,ref (µmol/mol) | xi,lab (µmol/mol) | ui,lab (µmol/mol) | Di (µmol/mol) | U(Di) (µmol/mol) (k=2) | Agree with RV? | Deviation (µmol/mol) | Exp. U (µmol/mol) | Transition Point (µmol/mol) | Minimum Uncertainty(%) (>10umol/mol) | Min Unc at Transition Point (µmol/mol) | Exp. U at LB (%) | LB (µmol/mol) | UB (µmol/mol) | Uncertainty at LB (%) Expanded Unc. | Uncertainty at UB (%) Expanded Unc. | Uncertainty at LB (µmol/mol) | Uncertainty at UB (µmol/mol) | LB (nmol/mol) | UB (nmol/mol) | Uncertainty at LB (nmol/mol) | Uncertainty at UB (nmol/mol)
KRISS |  | 0.0051 | 0.0001 | 0.00511 | 0.0001 | 5e-06 | 0.00028 | 0 | 0 | 0.0002 | 0.0051 | 3.9216 | 0.0002 | 100 | 1 | 1000 | 3.9216 | 3.9216 | 0.039216 | 39.2157 | 1000 | 1000000 | 39.2157 | 39215.6863
LNE |  | 0.0051 | 0.0001 | 0.0056 | 0.00011 | 0.0005 | 0.000295 | 1 | 0.0005 | 0.0010239 | 0.0051 | 20.0767 | 0.0010239 | 100 | 1 | 1000 | 20.0767 | 20.0767 | 0.20077 | 200.7675 | 1000 | 1000000 | 200.7675 | 200767.4625
NIST |  | 0.0051 | 0.0001 | 0.00524 | 4e-05 | 0.000135 | 0.000217 | 0 | 0 | 8e-05 | 0.0051 | 1.5686 | 8e-05 | 100 | 1 | 1000 | 1.5686 | 1.5686 | 0.015686 | 15.6863 | 1000 | 1000000 | 15.6863 | 15686.2745
NMISA |  | 0.0051 | 0.0001 | 0.0048 | 6e-05 | -0.000297 | 0.000233 | 1 | 0.0003 | 0.00061188 | 0.0051 | 11.9977 | 0.00061188 | 100 | 1 | 1000 | 11.9977 | 11.9977 | 0.11998 | 119.9769 | 1000 | 1000000 | 119.9769 | 119976.9297
NPL |  | 0.0051 | 0.0001 | 0.00512 | 5e-05 | 2e-05 | 0.000226 | 0 | 0 | 0.0001 | 0.0051 | 1.9608 | 0.0001 | 100 | 1 | 1000 | 1.9608 | 1.9608 | 0.019608 | 19.6078 | 1000 | 1000000 | 19.6078 | 19607.8431
VNIIM |  | 0.0051 | 0.0001 | 0.00563 | 8e-05 | 0.00053 | 0.000258 | 1 | 0.00053 | 0.001072 | 0.0051 | 21.0198 | 0.001072 | 100 | 1 | 1000 | 21.0198 | 21.0198 | 0.2102 | 210.1975 | 1000 | 1000000 | 210.1975 | 210197.5417
VSL |  | 0.0051 | 0.0001 | 0.00514 | 5e-05 | 4.1e-05 | 0.000225 | 0 | 0 | 0.0001 | 0.0051 | 1.9608 | 0.0001 | 100 | 1 | 1000 | 1.9608 | 1.9608 | 0.019608 | 19.6078 | 1000 | 1000000 | 19.6078 | 19607.8431
METAS |  | 0.005091 | 4.2e-05 | 0.00621 | 0.00036 | 0.001119 | 0.00071 | 1 | 0.001119 | 0.002351 | 0.005091 | 46.1789 | 0.002351 | 100 | 1 | 1000 | 46.1789 | 46.1789 | 0.46179 | 461.7888 | 1000 | 1000000 | 461.7888 | 461788.7664
UBA |  | 0.005091 | 4.2e-05 | 0.00509 | 2e-05 | -1e-06 | 9.5e-05 | 0 | 0 | 4e-05 | 0.005091 | 0.7857 | 4e-05 | 100 | 1 | 1000 | 0.7857 | 0.7857 | 0.007857 | 7.857 | 1000 | 1000000 | 7.857 | 7857.0026
CHMI |  | 0.005091 | 4.2e-05 | 0.00515 | 0.000155 | 5.9e-05 | 0.000276 | 0 | 0 | 0.00031 | 0.005091 | 6.0892 | 0.00031 | 100 | 1 | 1000 | 6.0892 | 6.0892 | 0.060892 | 60.8918 | 1000 | 1000000 | 60.8918 | 60891.7698
TOLUENE
Laboratory | Cylinder | xi,ref (µmol/mol) | ui,ref (µmol/mol) | xi,lab (µmol/mol) | ui,lab (µmol/mol) | Di (µmol/mol) | U(Di) (µmol/mol) (k=2) | Agree with RV? | Deviation (µmol/mol) | Exp. U (µmol/mol) | Transition Point (µmol/mol) | Minimum Uncertainty(%) (>10umol/mol) | LB (µmol/mol) | Exp. U at LB (%) | LB (µmol/mol) | UB (µmol/mol) | Uncertainty at LB (%) | Uncertainty at UB (%) | Uncertainty at LB (µmol/mol) | Uncertainty at UB (µmol/mol) | LB (nmol/mol) | UB (nmol/mol) | Uncertainty at LB (nmol/mol) | Uncertainty at UB (nmol/mol)
KRISS |  | 0.00491 | 0.0001 | 0.00486 | 0.0001 | -4.3e-05 | 0.000268 | 0 | 0 | 0.0002 | 0.00491 | 4.0733 | 0.0002 | 100 | 1 | 1000 | 4.0733 | 4.0733 | 0.040733 | 40.7332 | 1000 | 1000000 | 40.7332 | 40733.1976
LNE |  | 0.00491 | 0.0001 | 0.00541 | 0.0001 | 0.000508 | 0.000281 | 1 | 0.0005 | 0.0010198 | 0.00491 | 20.7699 | 0.0010198 | 100 | 1 | 1000 | 20.7699 | 20.7699 | 0.2077 | 207.6994 | 1000 | 1000000 | 207.6994 | 207699.3692
NIST |  | 0.00491 | 0.0001 | 0.00503 | 4e-05 | 0.000124 | 0.000207 | 0 | 0 | 8e-05 | 0.00491 | 1.6293 | 8e-05 | 100 | 1 | 1000 | 1.6293 | 1.6293 | 0.016293 | 16.2933 | 1000 | 1000000 | 16.2933 | 16293.279
NMISA |  | 0.00491 | 0.0001 | 0.00521 | 6e-05 | 0.000302 | 0.000224 | 1 | 0.0003 | 0.00061188 | 0.00491 | 12.462 | 0.00061188 | 100 | 1 | 1000 | 12.462 | 12.462 | 0.12462 | 124.6196 | 1000 | 1000000 | 124.6196 | 124619.6215
NPL |  | 0.00491 | 0.0001 | 0.00495 | 5e-05 | 4.2e-05 | 0.000218 | 0 | 0 | 0.0001 | 0.00491 | 2.0367 | 0.0001 | 100 | 1 | 1000 | 2.0367 | 2.0367 | 0.020367 | 20.3666 | 1000 | 1000000 | 20.3666 | 20366.5988
VNIIM |  | 0.00491 | 0.0001 | 0.00541 | 8e-05 | 0.000498 | 0.000247 | 1 | 0.0005 | 0.0010127 | 0.00491 | 20.6256 | 0.0010127 | 100 | 1 | 1000 | 20.6256 | 20.6256 | 0.20626 | 206.2564 | 1000 | 1000000 | 206.2564 | 206256.4383
VSL |  | 0.00491 | 0.0001 | 0.00496 | 5e-05 | 5e-05 | 0.000217 | 0 | 0 | 0.0001 | 0.00491 | 2.0367 | 0.0001 | 100 | 1 | 1000 | 2.0367 | 2.0367 | 0.020367 | 20.3666 | 1000 | 1000000 | 20.3666 | 20366.5988
METAS |  | 0.004951 | 6.55e-05 | 0.00549 | 7.5e-05 | 0.000539 | 0.00024 | 1 | 0.000539 | 0.0010884 | 0.004951 | 21.9832 | 0.0010884 | 100 | 1 | 1000 | 21.9832 | 21.9832 | 0.21983 | 219.8315 | 1000 | 1000000 | 219.8315 | 219831.5413
UBA |  | 0.004951 | 6.55e-05 | 0.00492 | 2.5e-05 | -3.1e-05 | 0.000141 | 0 | 0 | 5e-05 | 0.004951 | 1.0099 | 5e-05 | 100 | 1 | 1000 | 1.0099 | 1.0099 | 0.010099 | 10.099 | 1000 | 1000000 | 10.099 | 10098.9699
CHMI |  | 0.004951 | 6.55e-05 | 0.00514 | 0.00012 | 0.000189 | 0.000254 | 0 | 0 | 0.00024 | 0.004951 | 4.8475 | 0.00024 | 100 | 1 | 1000 | 4.8475 | 4.8475 | 0.048475 | 48.4751 | 1000 | 1000000 | 48.4751 | 48475.0555
ETHYLBENZENE
Laboratory | Cylinder | xi,ref (µmol/mol) | ui,ref (µmol/mol) | xi,lab (µmol/mol) | ui,lab (µmol/mol) | Di (µmol/mol) | U(Di) (µmol/mol) (k=2) | Agree with RV? | Deviation (µmol/mol) | Exp. U (µmol/mol) | Transition Point (µmol/mol) | Minimum Uncertainty(%) (>10umol/mol) | LB (µmol/mol) | Exp. U at LB (%) | LB (µmol/mol) | UB (µmol/mol) | Uncertainty at LB (%) | Uncertainty at UB (%) | Uncertainty at LB (µmol/mol) | Uncertainty at UB (µmol/mol) | LB (nmol/mol) | UB (nmol/mol) | Uncertainty at LB (nmol/mol) | Uncertainty at UB (nmol/mol)
KRISS |  | 0.00466 | 9e-05 | 0.00452 | 8e-05 | -0.000133 | 0.000243 | 0 | 0 | 0.00016 | 0.00466 | 3.4335 | 0.00016 | 100 | 1 | 1000 | 3.4335 | 3.4335 | 0.034335 | 34.3348 | 1000 | 1000000 | 34.3348 | 34334.7639
LNE |  | 0.00466 | 9e-05 | 0.00517 | 0.00011 | 0.000515 | 0.000277 | 1 | 0.00051 | 0.0010435 | 0.00466 | 22.3918 | 0.0010435 | 100 | 1 | 1000 | 22.3918 | 22.3918 | 0.22392 | 223.9176 | 1000 | 1000000 | 223.9176 | 223917.553
NIST |  | 0.00466 | 9e-05 | 0.00476 | 6e-05 | 0.000108 | 0.000214 | 0 | 0 | 0.00012 | 0.00466 | 2.5751 | 0.00012 | 100 | 1 | 1000 | 2.5751 | 2.5751 | 0.025751 | 25.7511 | 1000 | 1000000 | 25.7511 | 25751.073
NMISA |  | 0.00466 | 9e-05 | 0.00502 | 5e-05 | 0.000362 | 0.000206 | 1 | 0.00036 | 0.00072691 | 0.00466 | 15.599 | 0.00072691 | 100 | 1 | 1000 | 15.599 | 15.599 | 0.15599 | 155.9895 | 1000 | 1000000 | 155.9895 | 155989.5437
NPL |  | 0.00466 | 9e-05 | 0.00466 | 5e-05 | 1e-06 | 0.000205 | 0 | 0 | 0.0001 | 0.00466 | 2.1459 | 0.0001 | 100 | 1 | 1000 | 2.1459 | 2.1459 | 0.021459 | 21.4592 | 1000 | 1000000 | 21.4592 | 21459.2275
VNIIM |  | 0.00466 | 9e-05 | 0.00521 | 0.00011 | 0.000555 | 0.000284 | 1 | 0.00055 | 0.0011218 | 0.00466 | 24.0726 | 0.0011218 | 100 | 1 | 1000 | 24.0726 | 24.0726 | 0.24073 | 240.7262 | 1000 | 1000000 | 240.7262 | 240726.2431
VSL |  | 0.00466 | 9e-05 | 0.00475 | 7e-05 | 9.6e-05 | 0.000231 | 0 | 0 | 0.00014 | 0.00466 | 3.0043 | 0.00014 | 100 | 1 | 1000 | 3.0043 | 3.0043 | 0.030043 | 30.0429 | 1000 | 1000000 | 30.0429 | 30042.9185
METAS |  | 0.004628 | 0.000115 | 0.00515 | 7e-05 | 0.000522 | 0.000418 | 1 | 0.000522 | 0.0010533 | 0.004628 | 22.7603 | 0.0010533 | 100 | 1 | 1000 | 22.7603 | 22.7603 | 0.2276 | 227.6027 | 1000 | 1000000 | 227.6027 | 227602.668
UBA |  | 0.004628 | 0.000115 | 0.00448 | 2e-05 | -0.000148 | 0.000288 | 0 | 0 | 4e-05 | 0.004628 | 0.8643 | 4e-05 | 100 | 1 | 1000 | 0.8643 | 0.8643 | 0.008643 | 8.643 | 1000 | 1000000 | 8.643 | 8643.0424
CHMI |  | 0.004628 | 0.000115 | 0.00485 | 0.000125 | 0.000222 | 0.00038 | 0 | 0 | 0.00025 | 0.004628 | 5.4019 | 0.00025 | 100 | 1 | 1000 | 5.4019 | 5.4019 | 0.054019 | 54.019 | 1000 | 1000000 | 54.019 | 54019.0147
p-XYLENE
Laboratory | Cylinder | xi,ref (µmol/mol) | ui,ref (µmol/mol) | xi,lab (µmol/mol) | ui,lab (µmol/mol) | Di (µmol/mol) | U(Di) (µmol/mol) (k=2) | Agree with RV? | Deviation (µmol/mol) | Exp. U (µmol/mol) | Transition Point (µmol/mol) | Minimum Uncertainty(%) (>10umol/mol) | LB (µmol/mol) | Exp. U at LB (%) | LB (µmol/mol) | UB (µmol/mol) | Uncertainty at LB (%) | Uncertainty at UB (%) | Uncertainty at LB (µmol/mol) | Uncertainty at UB (µmol/mol) | LB (nmol/mol) | UB (nmol/mol) | Uncertainty at LB (nmol/mol) | Uncertainty at UB (nmol/mol)
KRISS |  | 0.00489 | 0.0001 | 0.00479 | 0.00011 | -0.000105 | 0.000293 | 0 | 0 | 0.00022 | 0.00489 | 4.499 | 0.00022 | 100 | 1 | 1000 | 4.499 | 4.499 | 0.04499 | 44.9898 | 1000 | 1000000 | 44.9898 | 44989.7751
LNE |  | 0.00489 | 0.0001 | 0.00545 | 0.00011 | 0.00056 | 0.000292 | 1 | 0.00056 | 0.0011414 | 0.00489 | 23.3416 | 0.0011414 | 100 | 1 | 1000 | 23.3416 | 23.3416 | 0.23342 | 233.4157 | 1000 | 1000000 | 233.4157 | 233415.674
NIST |  | 0.00489 | 0.0001 | 0.005 | 6e-05 | 0.000106 | 0.000229 | 0 | 0 | 0.00012 | 0.00489 | 2.454 | 0.00012 | 100 | 1 | 1000 | 2.454 | 2.454 | 0.02454 | 24.5399 | 1000 | 1000000 | 24.5399 | 24539.8773
NMISA |  | 0.00489 | 0.0001 | 0.00548 | 5e-05 | 0.000584 | 0.000219 | 1 | 0.00059 | 0.0011842 | 0.00489 | 24.2174 | 0.0011842 | 100 | 1 | 1000 | 24.2174 | 24.2174 | 0.24217 | 242.1738 | 1000 | 1000000 | 242.1738 | 242173.7643
NPL |  | 0.00489 | 0.0001 | 0.00494 | 5e-05 | 4.8e-05 | 0.000216 | 0 | 0 | 0.0001 | 0.00489 | 2.045 | 0.0001 | 100 | 1 | 1000 | 2.045 | 2.045 | 0.02045 | 20.4499 | 1000 | 1000000 | 20.4499 | 20449.8978
VNIIM |  | 0.00489 | 0.0001 | 0.00553 | 0.00012 | 0.000641 | 0.0003 | 1 | 0.00064 | 0.0013023 | 0.00489 | 26.632 | 0.0013023 | 100 | 1 | 1000 | 26.632 | 26.632 | 0.26632 | 266.3202 | 1000 | 1000000 | 266.3202 | 266320.1734
VSL |  | 0.00489 | 0.0001 | 0.00506 | 0.0001 | 0.000167 | 0.000278 | 0 | 0 | 0.0002 | 0.00489 | 4.09 | 0.0002 | 100 | 1 | 1000 | 4.09 | 4.09 | 0.0409 | 40.8998 | 1000 | 1000000 | 40.8998 | 40899.7955
METAS |  | 0.009808 | 0.0001035 | 0.011 | 4e-05 | 0.001192 | 0.000296 | 1 | 0.001192 | 0.0023853 | 0.009808 | 24.3204 | 0.0023853 | 100 | 1 | 1000 | 24.3204 | 24.3204 | 0.2432 | 243.2037 | 1000 | 1000000 | 243.2037 | 243203.7015
UBA |  | 0.009808 | 0.0001035 | 0.0098 | 7e-05 | -8e-06 | 0.000218 | 0 | 0 | 0.00014 | 0.009808 | 1.4274 | 0.00014 | 100 | 1 | 1000 | 1.4274 | 1.4274 | 0.014274 | 14.2741 | 1000 | 1000000 | 14.2741 | 14274.062
CHMI |  | 0.009808 | 0.0001035 | 0.01005 | 0.000265 | 0.000242 | 0.000474 | 0 | 0 | 0.00053 | 0.009808 | 5.4038 | 0.00053 | 100 | 1 | 1000 | 5.4038 | 5.4038 | 0.054038 | 54.0375 | 1000 | 1000000 | 54.0375 | 54037.5204
m-XYLENE
Laboratory | Cylinder | xi,ref (µmol/mol) | ui,ref (µmol/mol) | xi,lab (µmol/mol) | ui,lab (µmol/mol) | Di (µmol/mol) | U(Di) (µmol/mol) (k=2) | Agree with RV? | Deviation (µmol/mol) | Exp. U (µmol/mol) | Transition Point (µmol/mol) | Minimum Uncertainty(%) (>10umol/mol) | LB (µmol/mol) | Exp. U at LB (%) | LB (µmol/mol) | UB (µmol/mol) | Uncertainty at LB (%) | Uncertainty at UB (%) | Uncertainty at LB (µmol/mol) | Uncertainty at UB (µmol/mol) | LB (nmol/mol) | UB (nmol/mol) | Uncertainty at LB (nmol/mol) | Uncertainty at UB (nmol/mol)
KRISS |  | 0.00484 | 0.0001 | 0.00472 | 0.00011 | -0.000119 | 0.00029 | 0 | 0 | 0.00022 | 0.00484 | 4.5455 | 0.00022 | 100 | 1 | 1000 | 4.5455 | 4.5455 | 0.045455 | 45.4545 | 1000 | 1000000 | 45.4545 | 45454.5455
LNE |  | 0.00484 | 0.0001 | 0.00543 | 0.00012 | 0.000595 | 0.000302 | 1 | 0.00059 | 0.0012042 | 0.00484 | 24.8793 | 0.0012042 | 100 | 1 | 1000 | 24.8793 | 24.8793 | 0.24879 | 248.7933 | 1000 | 1000000 | 248.7933 | 248793.2764
NIST |  | 0.00484 | 0.0001 | 0.00495 | 8e-05 | 0.000111 | 0.000248 | 0 | 0 | 0.00016 | 0.00484 | 3.3058 | 0.00016 | 100 | 1 | 1000 | 3.3058 | 3.3058 | 0.033058 | 33.0579 | 1000 | 1000000 | 33.0579 | 33057.8512
NMISA |  | 0.00484 | 0.0001 | 0.00579 | 6e-05 | 0.000952 | 0.000222 | 1 | 0.00095 | 0.0019038 | 0.00484 | 39.3344 | 0.0019038 | 100 | 1 | 1000 | 39.3344 | 39.3344 | 0.39334 | 393.3442 | 1000 | 1000000 | 393.3442 | 393344.1534
NPL |  | 0.00484 | 0.0001 | 0.0049 | 5e-05 | 5.6e-05 | 0.000214 | 0 | 0 | 0.0001 | 0.00484 | 2.0661 | 0.0001 | 100 | 1 | 1000 | 2.0661 | 2.0661 | 0.020661 | 20.6612 | 1000 | 1000000 | 20.6612 | 20661.157
VNIIM |  | 0.00484 | 0.0001 | 0.00554 | 0.00012 | 0.0007 | 0.000299 | 1 | 0.0007 | 0.0014204 | 0.00484 | 29.3476 | 0.0014204 | 100 | 1 | 1000 | 29.3476 | 29.3476 | 0.29348 | 293.4757 | 1000 | 1000000 | 293.4757 | 293475.7174
VSL |  | 0.00484 | 0.0001 | 0.00502 | 0.0001 | 0.000177 | 0.000276 | 0 | 0 | 0.0002 | 0.00484 | 4.1322 | 0.0002 | 100 | 1 | 1000 | 4.1322 | 4.1322 | 0.041322 | 41.3223 | 1000 | 1000000 | 41.3223 | 41322.314
METAS |  | 0.009808 | 0.0001035 | 0.011 | 7e-05 | 0.001192 | 0.000296 | 1 | 0.001192 | 0.0023881 | 0.009808 | 24.3486 | 0.0023881 | 100 | 1 | 1000 | 24.3486 | 24.3486 | 0.24349 | 243.4856 | 1000 | 1000000 | 243.4856 | 243485.6444
UBA |  | 0.009808 | 0.0001035 | 0.0098 | 7e-05 | -8e-06 | 0.000218 | 0 | 0 | 0.00014 | 0.009808 | 1.4274 | 0.00014 | 100 | 1 | 1000 | 1.4274 | 1.4274 | 0.014274 | 14.2741 | 1000 | 1000000 | 14.2741 | 14274.062
CHMI |  | 0.009808 | 0.0001035 | 0.01005 | 0.000265 | 0.000242 | 0.000474 | 0 | 0 | 0.00053 | 0.009808 | 5.4038 | 0.00053 | 100 | 1 | 1000 | 5.4038 | 5.4038 | 0.054038 | 54.0375 | 1000 | 1000000 | 54.0375 | 54037.5204
o-XYLENE
Laboratory | Cylinder | xi,ref (µmol/mol) | ui,ref (µmol/mol) | xi,lab (µmol/mol) | ui,lab (µmol/mol) | Di (µmol/mol) | U(Di) (µmol/mol) (k=2) | Agree with RV? | Deviation (µmol/mol) | Exp. U (µmol/mol) | Transition Point (µmol/mol) | Minimum Uncertainty(%) (>10umol/mol) | LB (µmol/mol) | Exp. U at LB (%) | LB (µmol/mol) | UB (µmol/mol) | Uncertainty at LB (%) | Uncertainty at UB (%) | Uncertainty at LB (µmol/mol) | Uncertainty at UB (µmol/mol) | LB (nmol/mol) | UB (nmol/mol) | Uncertainty at LB (nmol/mol) | Uncertainty at UB (nmol/mol)
KRISS |  | 0.00484 | 0.0001 | 0.00459 | 0.00011 | -0.000249 | 0.000282 | 0 | 0 | 0.00022 | 0.00484 | 4.5455 | 0.00022 | 100 | 1 | 1000 | 4.5455 | 4.5455 | 0.045455 | 45.4545 | 1000 | 1000000 | 45.4545 | 45454.5455
LNE |  | 0.00484 | 0.0001 | 0.00531 | 8e-05 | 0.000472 | 0.000251 | 1 | 0.00047 | 0.00095352 | 0.00484 | 19.7008 | 0.00095352 | 100 | 1 | 1000 | 19.7008 | 19.7008 | 0.19701 | 197.0082 | 1000 | 1000000 | 197.0082 | 197008.2222
NIST |  | 0.00484 | 0.0001 | 0.00495 | 8e-05 | 0.000114 | 0.000245 | 0 | 0 | 0.00016 | 0.00484 | 3.3058 | 0.00016 | 100 | 1 | 1000 | 3.3058 | 3.3058 | 0.033058 | 33.0579 | 1000 | 1000000 | 33.0579 | 33057.8512
NMISA |  | 0.00484 | 0.0001 | 0.00553 | 5e-05 | 0.00069 | 0.000217 | 1 | 0.00069 | 0.0013836 | 0.00484 | 28.5872 | 0.0013836 | 100 | 1 | 1000 | 28.5872 | 28.5872 | 0.28587 | 285.8716 | 1000 | 1000000 | 285.8716 | 285871.5794
NPL |  | 0.00484 | 0.0001 | 0.00478 | 5e-05 | -5.6e-05 | 0.000211 | 0 | 0 | 0.0001 | 0.00484 | 2.0661 | 0.0001 | 100 | 1 | 1000 | 2.0661 | 2.0661 | 0.020661 | 20.6612 | 1000 | 1000000 | 20.6612 | 20661.157
VNIIM |  | 0.00484 | 0.0001 | 0.0054 | 0.00011 | 0.000565 | 0.000294 | 1 | 0.00056 | 0.0011414 | 0.00484 | 23.5827 | 0.0011414 | 100 | 1 | 1000 | 23.5827 | 23.5827 | 0.23583 | 235.827 | 1000 | 1000000 | 235.827 | 235826.9929
VSL |  | 0.00484 | 0.0001 | 0.00488 | 0.0001 | 4.3e-05 | 0.000272 | 0 | 0 | 0.0002 | 0.00484 | 4.1322 | 0.0002 | 100 | 1 | 1000 | 4.1322 | 4.1322 | 0.041322 | 41.3223 | 1000 | 1000000 | 41.3223 | 41322.314
METAS |  | 0.004763 | 0.000121 | 0.00538 | 9.5e-05 | 0.000617 | 0.000457 | 1 | 0.000617 | 0.0012485 | 0.004763 | 26.2133 | 0.0012485 | 100 | 1 | 1000 | 26.2133 | 26.2133 | 0.26213 | 262.1334 | 1000 | 1000000 | 262.1334 | 262133.4346
UBA |  | 0.004763 | 0.000121 | 0.0046 | 3e-05 | -0.000163 | 0.000306 | 0 | 0 | 6e-05 | 0.004763 | 1.2597 | 6e-05 | 100 | 1 | 1000 | 1.2597 | 1.2597 | 0.012597 | 12.5971 | 1000 | 1000000 | 12.5971 | 12597.1027
CHMI |  | 0.004763 | 0.000121 | 0.00495 | 0.000145 | 0.000187 | 0.000411 | 0 | 0 | 0.00029 | 0.004763 | 6.0886 | 0.00029 | 100 | 1 | 1000 | 6.0886 | 6.0886 | 0.060886 | 60.886 | 1000 | 1000000 | 60.886 | 60885.9962
Table 7. Amount fractions ( y) and associated standard uncertainties (u( y)), in the control mixture, and corresponding predictions ( y) and associated standard uncertainties (u( y)), made using ratios of instrumental indications for the control mixture and for the mixtures the participants prepared.
Table 8. Values and expanded uncertainties for the differences between predicted amount fractions in the control mixture, based on ratios and reported composi- tions of participants' mixtures, and amount fractions in the control mixture as determined gravimetrically by NIST.
Table 11. Amount fractions, x , of the measurands in the comparative mixture, and associated uncertainties for 95 % confidence, U (x ), as reported by the participants and measured by NIST.
BENZENE |  |  | unit : nmol / mol |  |  | unit : nmol / mol
| control mixture |  | corresponding predictions
| y | u( y) | y | u( y) | D | U95 %(D)
KRISS | 5.1 | 0.1 | 5.11 | 0.1 | 0.005 | 0.28
LNE | 5.1 | 0.1 | 5.6 | 0.11 | 0.5 | 0.295
NIST | 5.1 | 0.1 | 5.24 | 0.04 | 0.135 | 0.217
NMISA | 5.1 | 0.1 | 4.8 | 0.06 | -0.297 | 0.233
NPL | 5.1 | 0.1 | 5.12 | 0.05 | 0.02 | 0.226
VNIIM | 5.1 | 0.1 | 5.63 | 0.08 | 0.53 | 0.258
VSL | 5.1 | 0.1 | 5.14 | 0.05 | 0.041 | 0.225
METAS | 5.091 | 0.042 | 6.21 | 0.36 | 1.119 | 0.71
UBA | 5.091 | 0.042 | 5.09 | 0.02 | -0.001 | 0.095
CHMI | 5.091 | 0.042 | 5.15 | 0.155 | 0.059 | 0.276
TOLUENE |  |  | unit : nmol / mol
| control mixture |  | corresponding predictions
| y | u( y) | y | u( y) | D | U95 %(D)
KRISS | 4.91 | 0.1 | 4.86 | 0.1 | -0.043 | 0.268
LNE | 4.91 | 0.1 | 5.41 | 0.1 | 0.508 | 0.281
NIST | 4.91 | 0.1 | 5.03 | 0.04 | 0.124 | 0.207
NMISA | 4.91 | 0.1 | 5.21 | 0.06 | 0.302 | 0.224
NPL | 4.91 | 0.1 | 4.95 | 0.05 | 0.042 | 0.218
VNIIM | 4.91 | 0.1 | 5.41 | 0.08 | 0.498 | 0.247
VSL | 4.91 | 0.1 | 4.96 | 0.05 | 0.05 | 0.217
METAS | 4.951 | 0.0655 | 5.49 | 0.075 | 0.539 | 0.24
UBA | 4.951 | 0.0655 | 4.92 | 0.025 | -0.031 | 0.141
CHMI | 4.951 | 0.0655 | 5.14 | 0.12 | 0.189 | 0.254
ETHYLBENZENE |  |  | unit : nmol / mol
| control mixture |  | corresponding predictions
| y | u( y) | y | u( y) | D | U95 %(D)
KRISS | 4.66 | 0.09 | 4.52 | 0.08 | -0.133 | 0.243
LNE | 4.66 | 0.09 | 5.17 | 0.11 | 0.515 | 0.277
NIST | 4.66 | 0.09 | 4.76 | 0.06 | 0.108 | 0.214
NMISA | 4.66 | 0.09 | 5.02 | 0.05 | 0.362 | 0.206
NPL | 4.66 | 0.09 | 4.66 | 0.05 | 0.001 | 0.205
VNIIM | 4.66 | 0.09 | 5.21 | 0.11 | 0.555 | 0.284
VSL | 4.66 | 0.09 | 4.75 | 0.07 | 0.096 | 0.231
METAS | 4.628 | 0.115 | 5.15 | 0.07 | 0.522 | 0.418
UBA | 4.628 | 0.115 | 4.48 | 0.02 | -0.148 | 0.288
CHMI | 4.628 | 0.115 | 4.85 | 0.125 | 0.222 | 0.38
p-XYLENE |  |  | unit : nmol / mol
| control mixture |  | corresponding predictions
| y | u( y) | y | u( y) | D | U95 %(D)
KRISS | 4.89 | 0.1 | 4.79 | 0.11 | -0.105 | 0.293
LNE | 4.89 | 0.1 | 5.45 | 0.11 | 0.56 | 0.292
NIST | 4.89 | 0.1 | 5 | 0.06 | 0.106 | 0.229
NMISA | 4.89 | 0.1 | 5.48 | 0.05 | 0.584 | 0.219
NPL | 4.89 | 0.1 | 4.94 | 0.05 | 0.048 | 0.216
VNIIM | 4.89 | 0.1 | 5.53 | 0.12 | 0.641 | 0.3
VSL | 4.89 | 0.1 | 5.06 | 0.1 | 0.167 | 0.278
METAS | 9.808 | 0.1035 | 11 | 0.11 | 1.192 | 0.296
UBA | 9.808 | 0.1035 | 9.8 | 0.07 | -0.008 | 0.218
CHMI | 9.808 | 0.1035 | 10.05 | 0.265 | 0.242 | 0.474
m-XYLENE |  |  | unit : nmol / mol
| control mixture |  | corresponding predictions
| y | u( y) | y | u( y) | D | U95 %(D)
KRISS | 4.84 | 0.1 | 4.72 | 0.11 | -0.119 | 0.29
LNE | 4.84 | 0.1 | 5.43 | 0.12 | 0.595 | 0.302
NIST | 4.84 | 0.1 | 4.95 | 0.08 | 0.111 | 0.248
NMISA | 4.84 | 0.1 | 5.79 | 0.06 | 0.952 | 0.222
NPL | 4.84 | 0.1 | 4.9 | 0.05 | 0.056 | 0.214
VNIIM | 4.84 | 0.1 | 5.54 | 0.12 | 0.7 | 0.299
VSL | 4.84 | 0.1 | 5.02 | 0.1 | 0.177 | 0.276
METAS | 9.808 | 0.1035 | 11 | 0.11 | 1.192 | 0.296
UBA | 9.808 | 0.1035 | 9.8 | 0.07 | -0.008 | 0.218
CHMI | 9.808 | 0.1035 | 10.05 | 0.265 | 0.242 | 0.474
o-XYLENE |  |  | unit : nmol / mol
| control mixture |  | corresponding predictions
| y | u( y) | y | u( y) | D | U95 %(D)
KRISS | 4.84 | 0.1 | 4.59 | 0.11 | -0.249 | 0.282
LNE | 4.84 | 0.1 | 5.31 | 0.08 | 0.472 | 0.251
NIST | 4.84 | 0.1 | 4.95 | 0.08 | 0.114 | 0.245
NMISA | 4.84 | 0.1 | 5.53 | 0.05 | 0.69 | 0.217
NPL | 4.84 | 0.1 | 4.78 | 0.05 | -0.056 | 0.211
VNIIM | 4.84 | 0.1 | 5.4 | 0.11 | 0.565 | 0.294
VSL | 4.84 | 0.1 | 4.88 | 0.1 | 0.043 | 0.272
METAS | 4.763 | 0.121 | 5.38 | 0.095 | 0.617 | 0.457
UBA | 4.763 | 0.121 | 4.6 | 0.03 | -0.163 | 0.306
CHMI | 4.763 | 0.121 | 4.95 | 0.145 | 0.187 | 0.411
Table 8: Results and degrees–of–equivalence for carbon monoxide
Lab | Cylinder | xprep μmol/mol | uprep μmol/mol | uver μmol/mol | uKCRV μmol/mol | xlab μmol/mol | Ulab μmol/mol | klab | D μmol/mol | D/x | k | U(D) μmol/mol | U(D)/x
NIST | M937423 | 40.083 | 0.034 | 0.06012 | 0.06907 | 40.112 | 0.063 | 2 | 0.03 | 0.07% | 2 | 0.1518 | 0.38%
NIM | M937410 | 40.092 | 0.034 | 0.06014 | 0.06908 | 40.05 | 0.24 | 2 | -0.04 | -0.1% | 2 | 0.2769 | 0.69%
NPL | M937411 | 40.047 | 0.034 | 0.06007 | 0.06903 | 40 | 0.2 | 2 | -0.05 | -0.12% | 2 | 0.243 | 0.61%
VSL | M937400 | 40.101 | 0.034 | 0.06015 | 0.0691 | 40.2 | 0.38 | 2 | 0.1 | 0.25% | 2 | 0.4043 | 1.01%
CENAM | M937407 | 39.953 | 0.034 | 0.05993 | 0.0689 | 40.1 | 0.51 | 2 | 0.15 | 0.37% | 2 | 0.5283 | 1.32%
SMU | M937405 | 40.128 | 0.034 | 0.06019 | 0.06913 | 40.11 | 0.19 | 2 | -0.02 | -0.04% | 2 | 0.235 | 0.59%
VNIIM | M937403 | 40.116 | 0.034 | 0.06017 | 0.06912 | 45.22 | 0.25 | 2 | 5.1 | 12.72% | 2 | 0.2857 | 0.71%
NMISA | M937424 | 40.094 | 0.034 | 0.06014 | 0.06909 | 39.8 | 0.21 | 2 | -0.29 | -0.73% | 2 | 0.2514 | 0.63%
KRISS | M937414 | 40.111 | 0.034 | 0.06017 | 0.06911 | 39.91 | 0.14 | 2 | -0.2 | -0.5% | 2 | 0.1967 | 0.49%
IPQ | M937419 | 40.09 | 0.034 | 0.06014 | 0.06908 | 38.53 | 0.3 | 2 | -1.56 | -3.89% | 2 | 0.3303 | 0.82%
INMETRO | M937401 | 40.127 | 0.034 | 0.06019 | 0.06913 | 29.495 | 0.369 | 2 | -10.63 | -26.5% | 2 | 0.3941 | 0.98%
5 As defined in the MRA [9], a degree of equivalence is given by Δx and U(Δx).
Table 9: Results and degrees–of–equivalence for carbon dioxide
Lab | Cylinder | xprep mmol/mol | uprep mmol/mol | uver mmol/mol | uKCRV mmol/mol | xlab mmol/mol | Ulab mmol/mol | klab | D μmol/mol | D/x | k | U(D) μmol/mol | U(D)/x
NIST | M937423 | 119.8 | 0.012 | 0.1198 | 0.1204 | 119.93 | 0.11 | 2 | 0.13 | 0.11% | 2 | 0.265 | 0.22%
NIM | M937410 | 120.1 | 0.012 | 0.1201 | 0.1207 | 120.2 | 0.6 | 2 | 0.1 | 0.08% | 2 | 0.647 | 0.54%
NPL | M937411 | 119.79 | 0.012 | 0.11979 | 0.12039 | 119.7 | 0.2 | 2 | -0.09 | -0.08% | 2 | 0.313 | 0.26%
VSL | M937400 | 120.01 | 0.012 | 0.12001 | 0.12061 | 120.07 | 0.34 | 2 | 0.06 | 0.05% | 2 | 0.417 | 0.35%
CENAM | M937407 | 120.33 | 0.012 | 0.12033 | 0.12093 | 120.17 | 0.94 | 2 | -0.16 | -0.13% | 2 | 0.971 | 0.81%
SMU | M937405 | 120.04 | 0.012 | 0.12004 | 0.12064 | 119.98 | 0.12 | 2 | -0.06 | -0.05% | 2 | 0.269 | 0.22%
VNIIM | M937403 | 120.24 | 0.012 | 0.12024 | 0.12084 | 120 | 0.57 | 2 | -0.24 | -0.2% | 2 | 0.619 | 0.51%
NMISA | M937424 | 119.97 | 0.012 | 0.11997 | 0.12057 | 120.17 | 0.26 | 2 | 0.2 | 0.17% | 2 | 0.355 | 0.3%
KRISS | M937414 | 119.89 | 0.012 | 0.11989 | 0.12049 | 119.88 | 0.12 | 2 | -0.01 | -0.01% | 2 | 0.269 | 0.22%
IPQ | M937419 | 119.92 | 0.012 | 0.11992 | 0.12052 | 120.61 | 0.32 | 2 | 0.69 | 0.58% | 2 | 0.401 | 0.33%
INMETRO | M937401 | 119.9 | 0.012 | 0.1199 | 0.1205 | 119.72 | 1.11 | 2 | -0.18 | -0.15% | 2 | 1.136 | 0.95%
Table 10: Results and degrees–of–equivalence for propane
Lab | Cylinder | xprep μmol/mol | uprep μmol/mol | uver μmol/mol | uKCRV μmol/mol | xlab μmol/mol | Ulab μmol/mol | klab | D μmol/mol | D/x | k | U(D) μmol/mol | U(D)/x
NIST | M937423 | 5.9745 | 0.0037 | 0.00597 | 0.00703 | 5.979 | 0.015 | 2 | 0.0045 | 0.08% | 2 | 0.0206 | 0.34%
NIM | M937410 | 5.9758 | 0.0037 | 0.00598 | 0.00703 | 5.969 | 0.036 | 2 | -0.0068 | -0.11% | 2 | 0.0386 | 0.65%
NPL | M937411 | 5.9692 | 0.0037 | 0.00597 | 0.00702 | 5.98 | 0.02 | 2 | 0.0108 | 0.18% | 2 | 0.0244 | 0.41%
VSL | M937400 | 5.977 | 0.0037 | 0.00598 | 0.00703 | 5.98 | 0.017 | 2 | 0.003 | 0.05% | 2 | 0.0221 | 0.37%
CENAM | M937407 | 5.955 | 0.0037 | 0.00596 | 0.00701 | 5.934 | 0.034 | 2 | -0.021 | -0.35% | 2 | 0.0368 | 0.62%
SMU | M937405 | 5.9812 | 0.0037 | 0.00598 | 0.00703 | 6.004 | 0.058 | 2 | 0.0228 | 0.38% | 2 | 0.0597 | 1%
VNIIM | M937403 | 5.9793 | 0.0037 | 0.00598 | 0.00703 | 5.901 | 0.043 | 2 | -0.0783 | -1.31% | 2 | 0.0452 | 0.76%
NMISA | M937424 | 5.976 | 0.0037 | 0.00598 | 0.00703 | 6.048 | 0.03 | 2 | 0.072 | 1.2% | 2 | 0.0331 | 0.55%
KRISS | M937414 | 5.9787 | 0.0037 | 0.00598 | 0.00703 | 5.98 | 0.06 | 2 | 0.0013 | 0.02% | 2 | 0.0616 | 1.03%
IPQ
INMETRO | M937401 | 5.981 | 0.0037 | 0.00598 | 0.00703 | 5.62 | 0.172 | 2 | -0.361 | -6.04% | 2 | 0.1726 | 2.89%
Table 11: Results and degrees–of–equivalence for nitrogen monoxide
Lab | Cylinder | xprep μmol/mol | uprep μmol/mol | uver μmol/mol | uKCRV μmol/mol | xlab μmol/mol | Ulab μmol/mol | klab | D μmol/mol | D/x | k | U(D) μmol/mol | U(D)/x
NIST | M937423 | 80.12 | 0.052 | 0.0801 | 0.0955 | 80.14 | 0.29 | 2 | 0.02 | 0.02% | 2 | 0.347 | 0.43%
NIM | M937410 | 80.138 | 0.051 | 0.0801 | 0.095 | 79.65 | 0.8 | 2 | -0.488 | -0.61% | 2 | 0.822 | 1.03%
NPL | M937411 | 80.049 | 0.051 | 0.08 | 0.0949 | 80.3 | 0.8 | 2 | 0.251 | 0.31% | 2 | 0.822 | 1.03%
VSL | M937400 | 80.156 | 0.052 | 0.0802 | 0.0955 | 80.34 | 0.39 | 2 | 0.184 | 0.23% | 2 | 0.434 | 0.54%
CENAM | M937407 | 79.859 | 0.052 | 0.0799 | 0.0953 | 78.2 | 1.7 | 2 | -1.659 | -2.08% | 2 | 1.711 | 2.14%
SMU | M937405 | 80.21 | 0.052 | 0.0802 | 0.0956 | 80.18 | 0.8 | 2 | -0.03 | -0.04% | 2 | 0.823 | 1.03%
VNIIM | M937403 | 80.185 | 0.052 | 0.0802 | 0.0956 | 80.78 | 0.42 | 2 | 0.595 | 0.74% | 2 | 0.461 | 0.58%
NMISA | M937424 | 80.142 | 0.052 | 0.0801 | 0.0955 | 79.42 | 0.51 | 2 | -0.722 | -0.9% | 2 | 0.545 | 0.68%
KRISS | M937414 | 80.176 | 0.052 | 0.0802 | 0.0956 | 80.72 | 0.45 | 2 | 0.544 | 0.68% | 2 | 0.489 | 0.61%
IPQ
INMETRO | M937401 | 80.207 | 0.051 | 0.0802 | 0.095 | 79.6 | 1.4 | 2 | -0.607 | -0.76% | 2 | 1.413 | 1.76%
Table 12: Results and degrees–of–equivalence for sulphur dioxide
Lab | Cylinder | xprep μmol/mol | uprep μmol/mol | uver μmol/mol | uKCRV μmol/mol | xlab μmol/mol | Ulab μmol/mol | klab | D μmol/mol | D/x | k | U(D) μmol/mol | U(D)/x
NIST | M937423 | 80.004 | 0.048 | 0.08 | 0.0933 | 80.25 | 0.25 | 2 | 0.25 | 0.31% | 2 | 0.312 | 0.39%
NIM | M937410 | 80.022 | 0.048 | 0.08 | 0.0933 | 79.16 | 0.79 | 2 | -0.86 | -1.08% | 2 | 0.8117 | 1.01%
NPL | M937411 | 79.933 | 0.048 | 0.0799 | 0.0932 | 79.8 | 0.4 | 2 | -0.13 | -0.17% | 2 | 0.4413 | 0.55%
VSL | M937400 | 80.039 | 0.048 | 0.08 | 0.0933 | 79.85 | 0.21 | 2 | -0.19 | -0.24% | 2 | 0.281 | 0.35%
CENAM | M937407 | 79.743 | 0.048 | 0.0797 | 0.0931 | 80.5 | 3.3 | 2 | 0.76 | 0.95% | 2 | 3.3052 | 4.14%
SMU | M937405 | 80.094 | 0.048 | 0.0801 | 0.0934 | 80.47 | 0.87 | 2 | 0.38 | 0.47% | 2 | 0.8898 | 1.11%
VNIIM | M937403 | 80.068 | 0.048 | 0.0801 | 0.0934 | 80.77 | 0.47 | 2 | 0.7 | 0.88% | 2 | 0.5057 | 0.63%
NMISA | M937424 | 80.026 | 0.048 | 0.08 | 0.0933 | 80.13 | 0.54 | 2 | 0.1 | 0.13% | 2 | 0.5713 | 0.71%
KRISS | M937414 | 80.06 | 0.048 | 0.0801 | 0.0933 | 79.84 | 0.44 | 2 | -0.22 | -0.27% | 2 | 0.478 | 0.6%
IPQ | M937419 | 80.017 | 0.048 | 0.08 | 0.0933 | 79.64 | 0.44 | 2 | -0.38 | -0.47% | 2 | 0.4779 | 0.6%
INMETRO | M937401 | 80.091 | 0.048 | 0.0801 | 0.0934 | 80 | 0.9 | 2 | -0.09 | -0.11% | 2 | 0.9192 | 1.15%
Writer & Reviewer :
Put Amount Fraction Range in micro-mol/mol on yellow cells
Writer & Reviewer :
Put Amount Fraction Range in micro-mol/mol on yellow cells

## CCQM-K15
CCQM-K15 | [8 empty] | Transition Point | 10 | µmol/mol |  | Ver 1.1 (2021/12/22)
CF4 and SF6 in N2 at 100 µmol/mol | [8 empty] | Transition Point 2 | 1 | µmol/mol |  | made by Takuya Shimosaka (NMIJ/AIST)
Please use this template at your own risk
Support to CMCs
This key comparison will cover the comparability of the gas CRMs on the emission level (10. 10-6
mol/mol – 100 mmol/mol in Nitrogen or Air) of following chemicals; CF4, C2F6, CHF3, SF6, and NF3.
CF4
Laboratory | Cylinder | xi,ref (µmol/mol) | ui,ref (µmol/mol) Standard Unc. | xi,lab (µmol/mol) | ui,lab (µmol/mol) Standard Unc. | Di (µmol/mol) | U(Di) (µmol/mol) (k=2) Expanded Unc. | Agree with RV? | Deviation (µmol/mol) | Exp. U (µmol/mol) | Transition Point (µmol/mol) | Min Unc at Transition Point (%) | Min Unc at Transition Point (µmol/mol) | Exp. U at LB (%) | LB (µmol/mol) | UB (µmol/mol) | Uncertainty at LB (%) Expanded Unc. | Uncertainty at UB (%) Expanded Unc. | Uncertainty at LB (µmol/mol) Expanded Unc. | Uncertainty at UB (µmol/mol) Expanded Unc. | LB (nmol/mol) | UB (nmol/mol) | Uncertainty at LB (nmol/mol) Expanded Unc. | Uncertainty at UB (nmol/mol) Expanded Unc.
KRISS | ME2233 | 100.398 | 0.171 | 100.35 | 0.074627 | -0.044 | 0.371 | 0 | 0 | 0.14925 | 10 | 0.14866 | 0.014866 | 100 | 1 | 10 | 1.4866 | 0.14866 | 0.014866 | 0.014866 | 1000 | 10000 | 14.8662 | 14.8662
NMIJ | ME2208 | 99.872 | 0.175 | 100.08 | 0.33 | 0.208 | 0.747 | 0 | 0 | 0.66 | 10 | 0.66085 | 0.066085 | 100 | 1 | 10 | 6.6085 | 0.66085 | 0.066085 | 0.066085 | 1000 | 10000 | 66.0846 | 66.0846
VNIIM | ME2212 | 101.977 | 0.178 | 101.55 | 0.22705 | -0.427 | 0.575 | 0 | 0 | 0.45411 | 10 | 0.4453 | 0.04453 | 100 | 1 | 10 | 4.453 | 0.4453 | 0.04453 | 0.04453 | 1000 | 10000 | 44.5303 | 44.5303
NIST | ME2195 | 100.815 | 0.171 | 100.7 | 0.65 | -0.115 | 1.344 | 0 | 0 | 1.3 | 10 | 1.2895 | 0.12895 | 100 | 1 | 10 | 12.8949 | 1.2895 | 0.12895 | 0.12895 | 1000 | 10000 | 128.9491 | 128.9491
SF6
Laboratory | Cylinder | xi,ref (µmol/mol) | ui,ref (µmol/mol) Standard Unc. | xi,lab (µmol/mol) | ui,lab (µmol/mol) Standard Unc. | Di (µmol/mol) | U(Di) (µmol/mol) (k=2) Expanded Unc. | Agree with RV? | Deviation (µmol/mol) | Exp. U (µmol/mol) | Transition Point (µmol/mol) | Min Unc at Transition Point (%) | Min Unc at Transition Point (µmol/mol) | Exp. U at LB (%) | LB (µmol/mol) | UB (µmol/mol) | Uncertainty at LB (%) Expanded Unc. | Uncertainty at UB (%) Expanded Unc. | Uncertainty at LB (µmol/mol) Expanded Unc. | Uncertainty at UB (µmol/mol) Expanded Unc. | LB (nmol/mol) | UB (nmol/mol) | Uncertainty at LB (nmol/mol) Expanded Unc. | Uncertainty at UB (nmol/mol) Expanded Unc.
KRISS | ME2233 | 99.837 | 0.17 | 99.9 | 0.12621 | 0.063 | 0.421 | 0 | 0 | 0.25243 | 10 | 0.25284 | 0.025284 | 100 | 10 | 100 | 0.25284 | 0.25284 | 0.025284 | 0.25284 | 10000 | 100000 | 25.2839 | 252.8393
NMIJ | ME2208 | 99.473 | 0.169 | 99.41 | 0.335 | -0.063 | 0.751 | 0 | 0 | 0.67 | 10 | 0.67355 | 0.067355 | 100 | 1 | 10 | 6.7355 | 0.67355 | 0.067355 | 0.067355 | 1000 | 10000 | 67.355 | 67.355
VNIIM | ME2212 | 100.682 | 0.171 | 100.78 | 0.26887 | 0.098 | 0.641 | 0 | 0 | 0.53774 | 10 | 0.53409 | 0.053409 | 100 | 1 | 10 | 5.3409 | 0.53409 | 0.053409 | 0.053409 | 1000 | 10000 | 53.4093 | 53.4093
NIST | ME2195 | 99.111 | 0.168 | 99.1 | 0.5 | -0.011 | 1.055 | 0 | 0 | 1 | 10 | 1.009 | 0.1009 | 100 | 1 | 10 | 10.0897 | 1.009 | 0.1009 | 0.1009 | 1000 | 10000 | 100.897 | 100.897
CF4
Lab | Cylinder | xgrav (µmol/mol) | ugrav (µmol/mol) | xlab (µmol/mol) | Ulab (µmol/mol) | klab | Di (µmol/mol) | U(Di) (µmol/mol)
KRISS | ME2233 | 100.398 | 0.171 | 100.35 | 0.15 | 2.01 | -0.044 | 0.371
NMIJ | ME2208 | 99.872 | 0.175 | 100.08 | 0.66 | 2 | 0.208 | 0.747
VNIIM | ME2212 | 101.977 | 0.178 | 101.55 | 0.47 | 2.07 | -0.427 | 0.575
NIST | ME2195 | 100.815 | 0.171 | 100.7 | 1.3 | 2 | -0.115 | 1.344
SF6
Lab | Cylinder | xgrav (µmol/mol) | ugrav (µmol/mol) | xlab (µmol/mol) | Ulab (µmol/mol) | klab | Di (µmol/mol) | U(Di) (µmol/mol)
KRISS | ME2233 | 99.837 | 0.17 | 99.9 | 0.26 | 2.06 | 0.063 | 0.421
NMIJ | ME2208 | 99.473 | 0.169 | 99.41 | 0.67 | 2 | -0.063 | 0.751
VNIIM | ME2212 | 100.682 | 0.171 | 100.78 | 0.57 | 2.12 | 0.098 | 0.641
NIST | ME2195 | 99.111 | 0.168 | 99.1 | 1 | 2 | -0.011 | 1.055
Writer & Reviewer :
Put Amount Fraction Range in micro-mol/mol on yellow cells

## CCQM K23ac
CCQM-K23.ac | [8 empty] | Transition Point | 10 | µmol/mol |  | Ver 1.1 (2021/12/22)
Natural Natural gas types I and III | [8 empty] | Transition Point 2 | 1 | µmol/mol |  | made by Takuya Shimosaka (NMIJ/AIST)
Please use this template at your own risk
Support to CMCs
Component |  | Range x (10-2 mol mol-1)
Nitrogen |  | 1 – 20
Carbon dioxide |  | 0.1 – 5
Ethane |  | 1 – 20
Propane |  | 0.1 – 5
n-Butane |  | 0.05 – 1.5
iso-Butane |  | 0.05 – 1.5
Methane |  | 70 – 98
Nitrogen, mixture I
Laboratory | Cylinder | xi,ref (µmol/mol) | ui,ref (µmol/mol) Standard Unc. | xi,lab (µmol/mol) | ui,lab (µmol/mol) Standard Unc. | Di (µmol/mol) | U(Di) (µmol/mol) (k=2) Expanded Unc. | Agree with RV? | Deviation (µmol/mol) | Exp. U (µmol/mol) | Transition Point (µmol/mol) | Min Unc at Transition Point (%) | Min Unc at Transition Point (µmol/mol) | Exp. U at LB (%) | LB (µmol/mol) | UB (µmol/mol) | Uncertainty at LB (%) Expanded Unc. | Uncertainty at UB (%) Expanded Unc. | Uncertainty at LB (µmol/mol) Expanded Unc. | Uncertainty at UB (µmol/mol) Expanded Unc. | LB (nmol/mol) | UB (nmol/mol) | Uncertainty at LB (nmol/mol) Expanded Unc. | Uncertainty at UB (nmol/mol) Expanded Unc.
NPL | VSL202748 | 40103 | 21.9 | 40080 | 25 | -20 | 70 | 0 | 0 | 50 | 10 | 0.12468 | 0.012468 | 100 | 1 | 1000 | 1.2468 | 0.12468 | 0.012468 | 1.2468 | 1000 | 1000000 | 12.4679 | 1246.7895
SMU | VSL100039 | 39977.9 | 21.7 | 39970 | 60 | -10 | 130 | 0 | 0 | 120 | 10 | 0.30017 | 0.030017 | 100 | 1 | 1000 | 3.0017 | 0.30017 | 0.030017 | 3.0017 | 1000 | 1000000 | 30.0166 | 3001.6584
CMI | VSL100059 | 39897.3 | 21.7 | 40340 | 375 | 440 | 750 | 0 | 0 | 750 | 10 | 1.8798 | 0.18798 | 100 | 1 | 1000 | 18.7983 | 1.8798 | 0.18798 | 18.7983 | 1000 | 1000000 | 187.9826 | 18798.2645
VNIIM | VSL126708 | 40156.4 | 21.6 | 40080 | 30 | -80 | 70 | 1 | 76.4 | 164.158 | 10 | 0.4088 | 0.04088 | 100 | 1 | 1000 | 4.088 | 0.4088 | 0.04088 | 4.088 | 1000 | 1000000 | 40.8797 | 4087.9654
OMH | VSL100051 | 40016.4 | 21.7 | 39979 | 32.9218 | -40 | 80 | 0 | 0 | 65.8436 | 10 | 0.16454 | 0.016454 | 100 | 1 | 1000 | 1.6454 | 0.16454 | 0.016454 | 1.6454 | 1000 | 1000000 | 16.4542 | 1645.4159
LNE | VSL124466 | 39707.5 | 21.7 | 39730 | 145 | 20 | 290 | 0 | 0 | 290 | 10 | 0.73034 | 0.073034 | 100 | 1 | 1000 | 7.3034 | 0.73034 | 0.073034 | 7.3034 | 1000 | 1000000 | 73.0341 | 7303.4062
NMi VSL | VSL226686 | 40557.2 | 21.9 | 40530 | 35 | -30 | 80 | 0 | 0 | 70 | 10 | 0.1726 | 0.01726 | 100 | 1 | 1000 | 1.726 | 0.1726 | 0.01726 | 1.726 | 1000 | 1000000 | 17.2596 | 1725.9574
CENAM | VSL126717 | 40240.4 | 21.7 | 40300 | 230 | 60 | 460 | 0 | 0 | 460 | 10 | 1.1431 | 0.11431 | 100 | 1 | 1000 | 11.4313 | 1.1431 | 0.11431 | 11.4313 | 1000 | 1000000 | 114.313 | 11431.2979
CEM | VSL100066 | 40351.2 | 21.7 | 40313 | 255 | -40 | 510 | 0 | 0 | 510 | 10 | 1.2639 | 0.12639 | 100 | 1 | 1000 | 12.639 | 1.2639 | 0.12639 | 12.639 | 1000 | 1000000 | 126.3903 | 12639.0293
BAM | VSL100042 | 40217.8 | 21.7 | 40221 | 60 | 0 | 130 | 0 | 0 | 120 | 10 | 0.29838 | 0.029838 | 100 | 1 | 1000 | 2.9838 | 0.29838 | 0.029838 | 2.9838 | 1000 | 1000000 | 29.8375 | 2983.7535
NMIA | VSL126712 | 40158.5 | 21.7 | 40130 | 22.9358 | -30 | 60 | 0 | 0 | 45.8716 | 10 | 0.11423 | 0.011423 | 100 | 1 | 1000 | 1.1423 | 0.11423 | 0.011423 | 1.1423 | 1000 | 1000000 | 11.4226 | 1142.2628
IPQ | VSL100038 | 39952.5 | 21.7 | 39960 | 85 | 10 | 180 | 0 | 0 | 170 | 10 | 0.42551 | 0.042551 | 100 | 1 | 1000 | 4.2551 | 0.42551 | 0.042551 | 4.2551 | 1000 | 1000000 | 42.5505 | 4255.0529
INMETRO | VSL100041 | 40252.7 | 21.7 | 40650 | 235 | 400 | 470 | 0 | 0 | 470 | 10 | 1.1676 | 0.11676 | 100 | 1 | 1000 | 11.6762 | 1.1676 | 0.11676 | 11.6762 | 1000 | 1000000 | 116.7624 | 11676.2354
GUM | VSL100044 | 39988.8 | 21.7 | 39910 | 200 | -80 | 400 | 0 | 0 | 400 | 10 | 1.0003 | 0.10003 | 100 | 1 | 1000 | 10.0028 | 1.0003 | 0.10003 | 10.0028 | 1000 | 1000000 | 100.028 | 10002.8008
NRCCRM | VSL126730 | 40272 | 21.7 | 40270 | 300 | 0 | 610 | 0 | 0 | 600 | 10 | 1.4899 | 0.14899 | 100 | 1 | 1000 | 14.8987 | 1.4899 | 0.14899 | 14.8987 | 1000 | 1000000 | 148.9869 | 14898.6889
KRISS | VSL126709 | 39747.3 | 21.8 | 39796 | 46.5 | 50 | 100 | 0 | 0 | 93 | 10 | 0.23398 | 0.023398 | 100 | 1 | 1000 | 2.3398 | 0.23398 | 0.023398 | 2.3398 | 1000 | 1000000 | 23.3978 | 2339.7816
Nitrogen, mixture III
Laboratory | Cylinder | xi,ref (µmol/mol) | ui,ref (µmol/mol) Standard Unc. | xi,lab (µmol/mol) | ui,lab (µmol/mol) Standard Unc. | Di (µmol/mol) | U(Di) (µmol/mol) (k=2) Expanded Unc. | Agree with RV? | Deviation (µmol/mol) | Exp. U (µmol/mol) | Transition Point (µmol/mol) | Min Unc at Transition Point (%) | Min Unc at Transition Point (µmol/mol) | Exp. U at LB (%) | LB (µmol/mol) | UB (µmol/mol) | Uncertainty at LB (%) Expanded Unc. | Uncertainty at UB (%) Expanded Unc. | Uncertainty at LB (µmol/mol) Expanded Unc. | Uncertainty at UB (µmol/mol) Expanded Unc. | LB (nmol/mol) | UB (nmol/mol) | Uncertainty at LB (nmol/mol) Expanded Unc. | Uncertainty at UB (nmol/mol) Expanded Unc.
NPL | VSL206333 | 135019.2 | 68.6 | 135020 | 60 | 0 | 180 | 0 | 0 | 120 | 10 | 0.088876 | 0.0088876 | 100 | 1 | 1000 | 0.88876 | 0.088876 | 0.0088876 | 0.88876 | 1000 | 1000000 | 8.8876 | 888.7625
SMU | VSL202622 | 135049.5 | 23.3 | 135230 | 270 | 180 | 540 | 0 | 0 | 540 | 10 | 0.39985 | 0.039985 | 100 | 1 | 1000 | 3.9985 | 0.39985 | 0.039985 | 3.9985 | 1000 | 1000000 | 39.9853 | 3998.5339
CMI | VSL205133 | 134858.4 | 23.3 | 131990 | 2315 | -2870 | 4630 | 0 | 0 | 4630 | 10 | 3.4332 | 0.34332 | 100 | 1 | 1000 | 34.3323 | 3.4332 | 0.34332 | 34.3323 | 1000 | 1000000 | 343.3231 | 34332.3071
VNIIM | VSL202624 | 135163.3 | 23.4 | 135100 | 250 | -60 | 500 | 0 | 0 | 500 | 10 | 0.36992 | 0.036992 | 100 | 1 | 1000 | 3.6992 | 0.36992 | 0.036992 | 3.6992 | 1000 | 1000000 | 36.9923 | 3699.229
OMH | VSL206344 | 134971.8 | 23.3 | 134650 | 74.0741 | -320 | 160 | 1 | 321.8 | 660.4308 | 10 | 0.48931 | 0.048931 | 100 | 1 | 1000 | 4.8931 | 0.48931 | 0.048931 | 4.8931 | 1000 | 1000000 | 48.931 | 4893.1021
LNE | VSL202614 | 134653 | 23.4 | 134750 | 315 | 100 | 630 | 0 | 0 | 630 | 10 | 0.46787 | 0.046787 | 100 | 1 | 1000 | 4.6787 | 0.46787 | 0.046787 | 4.6787 | 1000 | 1000000 | 46.7869 | 4678.6926
NMi VSL | VSL300636 | 134881.2 | 23.4 | 134760 | 85 | -120 | 180 | 0 | 0 | 170 | 10 | 0.12604 | 0.012604 | 100 | 1 | 1000 | 1.2604 | 0.12604 | 0.012604 | 1.2604 | 1000 | 1000000 | 12.6037 | 1260.3684
CENAM | VSL160258 | 135085.2 | 23.4 | 135100 | 650 | 10 | 1300 | 0 | 0 | 1300 | 10 | 0.96236 | 0.096236 | 100 | 1 | 1000 | 9.6236 | 0.96236 | 0.096236 | 9.6236 | 1000 | 1000000 | 96.2356 | 9623.5561
CEM | VSL202677 | 135184.3 | 23.4 | 134720 | 550 | -460 | 1100 | 0 | 0 | 1100 | 10 | 0.8137 | 0.08137 | 100 | 1 | 1000 | 8.137 | 0.8137 | 0.08137 | 8.137 | 1000 | 1000000 | 81.3704 | 8137.0396
BAM | VSL205189 | 135093.3 | 23.4 | 134840 | 200 | -260 | 410 | 0 | 0 | 400 | 10 | 0.29609 | 0.029609 | 100 | 1 | 1000 | 2.9609 | 0.29609 | 0.029609 | 2.9609 | 1000 | 1000000 | 29.6092 | 2960.9166
NMIA | VSL228583 | 135061.9 | 23.4 | 135000 | 137.6147 | -60 | 280 | 0 | 0 | 275.2294 | 10 | 0.20378 | 0.020378 | 100 | 1 | 1000 | 2.0378 | 0.20378 | 0.020378 | 2.0378 | 1000 | 1000000 | 20.378 | 2037.8016
IPQ | VSL220210 | 134852.2 | 23.3 | 134800 | 315 | -50 | 630 | 0 | 0 | 630 | 10 | 0.46718 | 0.046718 | 100 | 1 | 1000 | 4.6718 | 0.46718 | 0.046718 | 4.6718 | 1000 | 1000000 | 46.7178 | 4671.7814
INMETRO | VSL202750 | 134938.2 | 23.3 | 133000 | 600 | -1940 | 1200 | 1 | 1938.2 | 4057.8907 | 10 | 3.0072 | 0.30072 | 100 | 1 | 1000 | 30.0722 | 3.0072 | 0.30072 | 30.0722 | 1000 | 1000000 | 300.7222 | 30072.216
GUM | VSL223562 | 135631.1 | 23.3 | 135640 | 400 | 10 | 800 | 0 | 0 | 800 | 10 | 0.58984 | 0.058984 | 100 | 1 | 1000 | 5.8984 | 0.58984 | 0.058984 | 5.8984 | 1000 | 1000000 | 58.9835 | 5898.3522
NRCCRM | VSL228668 | 135140 | 23.4 | 135000 | 1015 | -140 | 2030 | 0 | 0 | 2030 | 10 | 1.5021 | 0.15021 | 100 | 1 | 1000 | 15.0215 | 1.5021 | 0.15021 | 15.0215 | 1000 | 1000000 | 150.2146 | 15021.4592
KRISS | VSL229332 | 135001.9 | 23.5 | 135010 | 65 | 10 | 140 | 0 | 0 | 130 | 10 | 0.096295 | 0.0096295 | 100 | 1 | 1000 | 0.96295 | 0.096295 | 0.0096295 | 0.96295 | 1000 | 1000000 | 9.6295 | 962.9494
Carbon dioxide, mixture I
Laboratory | Cylinder | xi,ref (µmol/mol) | ui,ref (µmol/mol) Standard Unc. | xi,lab (µmol/mol) | ui,lab (µmol/mol) Standard Unc. | Di (µmol/mol) | U(Di) (µmol/mol) (k=2) Expanded Unc. | Agree with RV? | Deviation (µmol/mol) | Exp. U (µmol/mol) | Transition Point (µmol/mol) | Min Unc at Transition Point (%) | Min Unc at Transition Point (µmol/mol) | Exp. U at LB (%) | LB (µmol/mol) | UB (µmol/mol) | Uncertainty at LB (%) Expanded Unc. | Uncertainty at UB (%) Expanded Unc. | Uncertainty at LB (µmol/mol) Expanded Unc. | Uncertainty at UB (µmol/mol) Expanded Unc. | LB (nmol/mol) | UB (nmol/mol) | Uncertainty at LB (nmol/mol) Expanded Unc. | Uncertainty at UB (nmol/mol) Expanded Unc.
NPL | VSL202748 | 10010.2 | 8.2 | 10007 | 7.5 | -3 | 22 | 0 | 0 | 15 | 10 | 0.14985 | 0.014985 | 100 | 1 | 1000 | 1.4985 | 0.14985 | 0.014985 | 1.4985 | 1000 | 1000000 | 14.9847 | 1498.4716
SMU | VSL100039 | 9979.7 | 5.1 | 9981 | 25 | 1 | 51 | 0 | 0 | 50 | 10 | 0.50102 | 0.050102 | 100 | 1 | 1000 | 5.0102 | 0.50102 | 0.050102 | 5.0102 | 1000 | 1000000 | 50.1017 | 5010.1706
CMI | VSL100059 | 10013 | 5.2 | 10020 | 35 | 7 | 71 | 0 | 0 | 70 | 10 | 0.69909 | 0.069909 | 100 | 1 | 1000 | 6.9909 | 0.69909 | 0.069909 | 6.9909 | 1000 | 1000000 | 69.9091 | 6990.9118
VNIIM | VSL126708 | 10012.5 | 5.1 | 9990 | 30 | -23 | 61 | 0 | 0 | 60 | 10 | 0.59925 | 0.059925 | 100 | 1 | 1000 | 5.9925 | 0.59925 | 0.059925 | 5.9925 | 1000 | 1000000 | 59.9251 | 5992.5094
OMH | VSL100051 | 9993.8 | 5.1 | 9983 | 12.6582 | -11 | 27 | 0 | 0 | 25.3165 | 10 | 0.25332 | 0.025332 | 100 | 1 | 1000 | 2.5332 | 0.25332 | 0.025332 | 2.5332 | 1000 | 1000000 | 25.3322 | 2533.2162
LNE | VSL124466 | 9984.4 | 5.1 | 9981 | 12 | -3 | 26 | 0 | 0 | 24 | 10 | 0.24037 | 0.024037 | 100 | 1 | 1000 | 2.4037 | 0.24037 | 0.024037 | 2.4037 | 1000 | 1000000 | 24.0375 | 2403.7498
NMi VSL | VSL226686 | 9993.3 | 8.2 | 9999 | 13.5 | 6 | 32 | 0 | 0 | 27 | 10 | 0.27018 | 0.027018 | 100 | 1 | 1000 | 2.7018 | 0.27018 | 0.027018 | 2.7018 | 1000 | 1000000 | 27.0181 | 2701.8102
CENAM | VSL126717 | 10009.5 | 5.1 | 10010 | 32.5 | 0 | 66 | 0 | 0 | 65 | 10 | 0.64938 | 0.064938 | 100 | 1 | 1000 | 6.4938 | 0.64938 | 0.064938 | 6.4938 | 1000 | 1000000 | 64.9383 | 6493.8309
CEM | VSL100066 | 9975.9 | 5.1 | 9963 | 32 | -13 | 65 | 0 | 0 | 64 | 10 | 0.64155 | 0.064155 | 100 | 1 | 1000 | 6.4155 | 0.64155 | 0.064155 | 6.4155 | 1000 | 1000000 | 64.1546 | 6415.4613
BAM | VSL100042 | 9984.7 | 5.1 | 9999 | 25 | 14 | 51 | 0 | 0 | 50 | 10 | 0.50077 | 0.050077 | 100 | 1 | 1000 | 5.0077 | 0.50077 | 0.050077 | 5.0077 | 1000 | 1000000 | 50.0766 | 5007.6617
NMIA | VSL126712 | 10004.3 | 5.1 | 10000 | 9.1743 | -4 | 21 | 0 | 0 | 18.3486 | 10 | 0.18341 | 0.018341 | 100 | 1 | 1000 | 1.8341 | 0.18341 | 0.018341 | 1.8341 | 1000 | 1000000 | 18.3407 | 1834.0737
IPQ | VSL100038 | 9992.9 | 5.1 | 10100 | 50 | 107 | 101 | 1 | 107.1 | 236.393 | 10 | 2.3656 | 0.23656 | 100 | 1 | 1000 | 23.6561 | 2.3656 | 0.23656 | 23.6561 | 1000 | 1000000 | 236.5609 | 23656.0936
INMETRO | VSL100041 | 9975.2 | 5.1 | 10090 | 85 | 115 | 170 | 0 | 0 | 170 | 10 | 1.7042 | 0.17042 | 100 | 1 | 1000 | 17.0423 | 1.7042 | 0.17042 | 17.0423 | 1000 | 1000000 | 170.4226 | 17042.2648
GUM | VSL100044 | 9992.4 | 5.1 | 9996 | 25 | 4 | 51 | 0 | 0 | 50 | 10 | 0.50038 | 0.050038 | 100 | 1 | 1000 | 5.0038 | 0.50038 | 0.050038 | 5.0038 | 1000 | 1000000 | 50.038 | 5003.8029
NRCCRM | VSL126730 | 10044.1 | 5.2 | 10050 | 75.5 | 6 | 151 | 0 | 0 | 151 | 10 | 1.5034 | 0.15034 | 100 | 1 | 1000 | 15.0337 | 1.5034 | 0.15034 | 15.0337 | 1000 | 1000000 | 150.337 | 15033.7014
KRISS | VSL126709 | 10050.6 | 5.2 | 10042 | 28.5 | -9 | 58 | 0 | 0 | 57 | 10 | 0.56713 | 0.056713 | 100 | 1 | 1000 | 5.6713 | 0.56713 | 0.056713 | 5.6713 | 1000 | 1000000 | 56.713 | 5671.3032
Carbon dioxide, mixture III
Laboratory | Cylinder | xi,ref (µmol/mol) | ui,ref (µmol/mol) Standard Unc. | xi,lab (µmol/mol) | ui,lab (µmol/mol) Standard Unc. | Di (µmol/mol) | U(Di) (µmol/mol) (k=2) Expanded Unc. | Agree with RV? | Deviation (µmol/mol) | Exp. U (µmol/mol) | Transition Point (µmol/mol) | Min Unc at Transition Point (%) | Min Unc at Transition Point (µmol/mol) | Exp. U at LB (%) | LB (µmol/mol) | UB (µmol/mol) | Uncertainty at LB (%) Expanded Unc. | Uncertainty at UB (%) Expanded Unc. | Uncertainty at LB (µmol/mol) Expanded Unc. | Uncertainty at UB (µmol/mol) Expanded Unc. | LB (nmol/mol) | UB (nmol/mol) | Uncertainty at LB (nmol/mol) Expanded Unc. | Uncertainty at UB (nmol/mol) Expanded Unc.
NPL | VSL206333 | 5011 | 4.2 | 5010 | 5 | 0 | 12 | 0 | 0 | 10 | 10 | 0.19956 | 0.019956 | 100 | 1 | 1000 | 1.9956 | 0.19956 | 0.019956 | 1.9956 | 1000 | 1000000 | 19.9561 | 1995.6097
SMU | VSL202622 | 5006.9 | 4.2 | 5050 | 15 | 42 | 26 | 1 | 43.1 | 91.2712 | 10 | 1.8229 | 0.18229 | 100 | 1 | 1000 | 18.2291 | 1.8229 | 0.18229 | 18.2291 | 1000 | 1000000 | 182.2909 | 18229.0927
CMI | VSL205133 | 5001.6 | 4.2 | 5060 | 35 | 58 | 70 | 0 | 0 | 70 | 10 | 1.3996 | 0.13996 | 100 | 1 | 1000 | 13.9955 | 1.3996 | 0.13996 | 13.9955 | 1000 | 1000000 | 139.9552 | 13995.5214
VNIIM | VSL202624 | 5009.2 | 4.2 | 4990 | 10 | -19 | 22 | 0 | 0 | 20 | 10 | 0.39927 | 0.039927 | 100 | 1 | 1000 | 3.9927 | 0.39927 | 0.039927 | 3.9927 | 1000 | 1000000 | 39.9265 | 3992.6535
OMH | VSL206344 | 5008.7 | 4.2 | 5010 | 8.6207 | 3 | 15 | 0 | 0 | 17.2414 | 10 | 0.34423 | 0.034423 | 100 | 1 | 1000 | 3.4423 | 0.34423 | 0.034423 | 3.4423 | 1000 | 1000000 | 34.4229 | 3442.2863
LNE | VSL202614 | 4988.5 | 4.2 | 5000 | 10 | 6 | 22 | 0 | 0 | 20 | 10 | 0.40092 | 0.040092 | 100 | 1 | 1000 | 4.0092 | 0.40092 | 0.040092 | 4.0092 | 1000 | 1000000 | 40.0922 | 4009.2212
NMi VSL | VSL300636 | 5000.5 | 4.2 | 5000 | 10 | 3 | 22 | 0 | 0 | 20 | 10 | 0.39996 | 0.039996 | 100 | 1 | 1000 | 3.9996 | 0.39996 | 0.039996 | 3.9996 | 1000 | 1000000 | 39.996 | 3999.6
CENAM | VSL160258 | 5015.1 | 4.2 | 5020 | 20 | 3 | 37 | 0 | 0 | 40 | 10 | 0.79759 | 0.079759 | 100 | 1 | 1000 | 7.9759 | 0.79759 | 0.079759 | 7.9759 | 1000 | 1000000 | 79.7591 | 7975.9127
CEM | VSL202677 | 5002.7 | 4.2 | 4980 | 40 | -26 | 80 | 0 | 0 | 80 | 10 | 1.5991 | 0.15991 | 100 | 1 | 1000 | 15.9914 | 1.5991 | 0.15991 | 15.9914 | 1000 | 1000000 | 159.9136 | 15991.3647
BAM | VSL205189 | 5009.4 | 4.2 | 5020 | 15 | 6 | 26 | 0 | 0 | 30 | 10 | 0.59887 | 0.059887 | 100 | 1 | 1000 | 5.9887 | 0.59887 | 0.059887 | 5.9887 | 1000 | 1000000 | 59.8874 | 5988.7412
NMIA | VSL228583 | 4989.9 | 4.2 | 4990 | 4.5872 | -1 | 15 | 0 | 0 | 9.1743 | 10 | 0.18386 | 0.018386 | 100 | 1 | 1000 | 1.8386 | 0.18386 | 0.018386 | 1.8386 | 1000 | 1000000 | 18.3858 | 1838.5763
IPQ | VSL220210 | 5030.1 | 4.2 | 5010 | 45 | -20 | 90 | 0 | 0 | 90 | 10 | 1.7892 | 0.17892 | 100 | 1 | 1000 | 17.8923 | 1.7892 | 0.17892 | 17.8923 | 1000 | 1000000 | 178.9229 | 17892.2884
INMETRO | VSL202750 | 5002.2 | 4.2 | 5080 | 50 | 78 | 100 | 0 | 0 | 100 | 10 | 1.9991 | 0.19991 | 100 | 1 | 1000 | 19.9912 | 1.9991 | 0.19991 | 19.9912 | 1000 | 1000000 | 199.912 | 19991.2039
GUM | VSL223562 | 5009.3 | 4.2 | 5010 | 15 | -1 | 31 | 0 | 0 | 30 | 10 | 0.59889 | 0.059889 | 100 | 1 | 1000 | 5.9889 | 0.59889 | 0.059889 | 5.9889 | 1000 | 1000000 | 59.8886 | 5988.8607
NRCCRM | VSL228668 | 5012.9 | 4.2 | 5050 | 40 | 40 | 76 | 0 | 0 | 80 | 10 | 1.5959 | 0.15959 | 100 | 1 | 1000 | 15.9588 | 1.5959 | 0.15959 | 15.9588 | 1000 | 1000000 | 159.5883 | 15958.8262
KRISS | VSL229332 | 5004.4 | 4.2 | 5003 | 12 | -1 | 25 | 0 | 0 | 24 | 10 | 0.47958 | 0.047958 | 100 | 1 | 1000 | 4.7958 | 0.47958 | 0.047958 | 4.7958 | 1000 | 1000000 | 47.9578 | 4795.7797
Ethane, mixture I
Laboratory | Cylinder | xi,ref (µmol/mol) | ui,ref (µmol/mol) Standard Unc. | xi,lab (µmol/mol) | ui,lab (µmol/mol) Standard Unc. | Di (µmol/mol) | U(Di) (µmol/mol) (k=2) Expanded Unc. | Agree with RV? | Deviation (µmol/mol) | Exp. U (µmol/mol) | Transition Point (µmol/mol) | Min Unc at Transition Point (%) | Min Unc at Transition Point (µmol/mol) | Exp. U at LB (%) | LB (µmol/mol) | UB (µmol/mol) | Uncertainty at LB (%) Expanded Unc. | Uncertainty at UB (%) Expanded Unc. | Uncertainty at LB (µmol/mol) Expanded Unc. | Uncertainty at UB (µmol/mol) Expanded Unc. | LB (nmol/mol) | UB (nmol/mol) | Uncertainty at LB (nmol/mol) Expanded Unc. | Uncertainty at UB (nmol/mol) Expanded Unc.
NPL | VSL202748 | 29944.6 | 17 | 29950 | 33 | 5 | 74 | 0 | 0 | 66 | 10 | 0.22041 | 0.022041 | 100 | 1 | 1000 | 2.2041 | 0.22041 | 0.022041 | 2.2041 | 1000 | 1000000 | 22.0407 | 2204.0702
SMU | VSL100039 | 29875.1 | 16.8 | 29760 | 60 | -115 | 125 | 0 | 0 | 120 | 10 | 0.40167 | 0.040167 | 100 | 1 | 1000 | 4.0167 | 0.40167 | 0.040167 | 4.0167 | 1000 | 1000000 | 40.1672 | 4016.723
CMI | VSL100059 | 29938 | 16.9 | 29620 | 150 | -318 | 302 | 1 | 318 | 703.2041 | 10 | 2.3489 | 0.23489 | 100 | 1 | 1000 | 23.4887 | 2.3489 | 0.23489 | 23.4887 | 1000 | 1000000 | 234.8868 | 23488.6798
VNIIM | VSL126708 | 29980 | 16.8 | 29960 | 25 | -20 | 60 | 0 | 0 | 50 | 10 | 0.16678 | 0.016678 | 100 | 1 | 1000 | 1.6678 | 0.16678 | 0.016678 | 1.6678 | 1000 | 1000000 | 16.6778 | 1667.7785
OMH | VSL100051 | 30028.4 | 16.9 | 29999 | 17.284 | -29 | 48 | 0 | 0 | 34.5679 | 10 | 0.11512 | 0.011512 | 100 | 1 | 1000 | 1.1512 | 0.11512 | 0.011512 | 1.1512 | 1000 | 1000000 | 11.5117 | 1151.1736
LNE | VSL124466 | 30099.9 | 17 | 30099 | 32.5 | -1 | 73 | 0 | 0 | 65 | 10 | 0.21595 | 0.021595 | 100 | 1 | 1000 | 2.1595 | 0.21595 | 0.021595 | 2.1595 | 1000 | 1000000 | 21.5948 | 2159.4756
NMi VSL | VSL226686 | 29874.3 | 17 | 29860 | 30 | -14 | 69 | 0 | 0 | 60 | 10 | 0.20084 | 0.020084 | 100 | 1 | 1000 | 2.0084 | 0.20084 | 0.020084 | 2.0084 | 1000 | 1000000 | 20.0842 | 2008.4153
CENAM | VSL126717 | 30016.9 | 16.9 | 29970 | 120 | -47 | 242 | 0 | 0 | 240 | 10 | 0.79955 | 0.079955 | 100 | 1 | 1000 | 7.9955 | 0.79955 | 0.079955 | 7.9955 | 1000 | 1000000 | 79.955 | 7995.4959
CEM | VSL100066 | 29897.1 | 16.8 | 29873 | 85 | -24 | 173 | 0 | 0 | 170 | 10 | 0.56862 | 0.056862 | 100 | 1 | 1000 | 5.6862 | 0.56862 | 0.056862 | 5.6862 | 1000 | 1000000 | 56.8617 | 5686.1702
BAM | VSL100042 | 29864.3 | 16.8 | 29886 | 45 | 22 | 96 | 0 | 0 | 90 | 10 | 0.30136 | 0.030136 | 100 | 1 | 1000 | 3.0136 | 0.30136 | 0.030136 | 3.0136 | 1000 | 1000000 | 30.1363 | 3013.6317
NMIA | VSL126712 | 29904.1 | 16.9 | 29890 | 13.7615 | -14 | 44 | 0 | 0 | 27.5229 | 10 | 0.092037 | 0.0092037 | 100 | 1 | 1000 | 0.92037 | 0.092037 | 0.0092037 | 0.92037 | 1000 | 1000000 | 9.2037 | 920.3733
IPQ | VSL100038 | 29942.7 | 16.9 | 29970 | 75 | 27 | 154 | 0 | 0 | 150 | 10 | 0.50096 | 0.050096 | 100 | 1 | 1000 | 5.0096 | 0.50096 | 0.050096 | 5.0096 | 1000 | 1000000 | 50.0957 | 5009.5683
INMETRO | VSL100041 | 29875.5 | 16.8 | 29820 | 165 | -55 | 332 | 0 | 0 | 330 | 10 | 1.1046 | 0.11046 | 100 | 1 | 1000 | 11.0458 | 1.1046 | 0.11046 | 11.0458 | 1000 | 1000000 | 110.4584 | 11045.8402
GUM | VSL100044 | 29926.8 | 16.9 | 29960 | 105 | 33 | 213 | 0 | 0 | 210 | 10 | 0.70171 | 0.070171 | 100 | 1 | 1000 | 7.0171 | 0.70171 | 0.070171 | 7.0171 | 1000 | 1000000 | 70.1712 | 7017.1218
NRCCRM | VSL126730 | 30005.5 | 16.9 | 30130 | 226 | 125 | 453 | 0 | 0 | 452 | 10 | 1.5064 | 0.15064 | 100 | 1 | 1000 | 15.0639 | 1.5064 | 0.15064 | 15.0639 | 1000 | 1000000 | 150.639 | 15063.905
KRISS | VSL126709 | 30100.2 | 17 | 30069 | 30 | -31 | 69 | 0 | 0 | 60 | 10 | 0.19933 | 0.019933 | 100 | 1 | 1000 | 1.9933 | 0.19933 | 0.019933 | 1.9933 | 1000 | 1000000 | 19.9334 | 1993.3422
Ethane, mixture III
Laboratory | Cylinder | xi,ref (µmol/mol) | ui,ref (µmol/mol) Standard Unc. | xi,lab (µmol/mol) | ui,lab (µmol/mol) Standard Unc. | Di (µmol/mol) | U(Di) (µmol/mol) (k=2) Expanded Unc. | Agree with RV? | Deviation (µmol/mol) | Exp. U (µmol/mol) | Transition Point (µmol/mol) | Min Unc at Transition Point (%) | Min Unc at Transition Point (µmol/mol) | Exp. U at LB (%) | LB (µmol/mol) | UB (µmol/mol) | Uncertainty at LB (%) Expanded Unc. | Uncertainty at UB (%) Expanded Unc. | Uncertainty at LB (µmol/mol) Expanded Unc. | Uncertainty at UB (µmol/mol) Expanded Unc. | LB (nmol/mol) | UB (nmol/mol) | Uncertainty at LB (nmol/mol) Expanded Unc. | Uncertainty at UB (nmol/mol) Expanded Unc.
NPL | VSL206333 | 29896.3 | 16.9 | 29900 | 25 | 4 | 61 | 0 | 0 | 50 | 10 | 0.16724 | 0.016724 | 100 | 1 | 1000 | 1.6724 | 0.16724 | 0.016724 | 1.6724 | 1000 | 1000000 | 16.7245 | 1672.4478
SMU | VSL202622 | 30006.3 | 17 | 30280 | 60 | 274 | 125 | 1 | 273.7 | 560.3988 | 10 | 1.8676 | 0.18676 | 100 | 1 | 1000 | 18.676 | 1.8676 | 0.18676 | 18.676 | 1000 | 1000000 | 186.7604 | 18676.0364
CMI | VSL205133 | 29867.2 | 16.9 | 29630 | 145 | -237 | 292 | 0 | 0 | 290 | 10 | 0.97096 | 0.097096 | 100 | 1 | 1000 | 9.7096 | 0.97096 | 0.097096 | 9.7096 | 1000 | 1000000 | 97.0965 | 9709.648
VNIIM | VSL202624 | 29982.1 | 17 | 29960 | 50 | -22 | 106 | 0 | 0 | 100 | 10 | 0.33353 | 0.033353 | 100 | 1 | 1000 | 3.3353 | 0.33353 | 0.033353 | 3.3353 | 1000 | 1000000 | 33.3532 | 3335.3234
OMH | VSL206344 | 29966.5 | 16.9 | 30010 | 16.4609 | 40 | 48 | 0 | 0 | 32.9218 | 10 | 0.10986 | 0.010986 | 100 | 1 | 1000 | 1.0986 | 0.10986 | 0.010986 | 1.0986 | 1000 | 1000000 | 10.9862 | 1098.6205
LNE | VSL202614 | 30092.4 | 17 | 30100 | 35 | 3 | 81 | 0 | 0 | 70 | 10 | 0.23262 | 0.023262 | 100 | 1 | 1000 | 2.3262 | 0.23262 | 0.023262 | 2.3262 | 1000 | 1000000 | 23.2617 | 2326.1687
NMi VSL | VSL300636 | 29955.5 | 17 | 29940 | 45 | -15 | 96 | 0 | 0 | 90 | 10 | 0.30045 | 0.030045 | 100 | 1 | 1000 | 3.0045 | 0.30045 | 0.030045 | 3.0045 | 1000 | 1000000 | 30.0446 | 3004.4566
CENAM | VSL160258 | 29763.2 | 16.9 | 29820 | 170 | 57 | 342 | 0 | 0 | 340 | 10 | 1.1424 | 0.11424 | 100 | 1 | 1000 | 11.4235 | 1.1424 | 0.11424 | 11.4235 | 1000 | 1000000 | 114.235 | 11423.5028
CEM | VSL202677 | 29976.2 | 17 | 29990 | 60 | 14 | 125 | 0 | 0 | 120 | 10 | 0.40032 | 0.040032 | 100 | 1 | 1000 | 4.0032 | 0.40032 | 0.040032 | 4.0032 | 1000 | 1000000 | 40.0318 | 4003.1759
BAM | VSL205189 | 29950.8 | 17 | 29960 | 45 | 13 | 96 | 0 | 0 | 90 | 10 | 0.30049 | 0.030049 | 100 | 1 | 1000 | 3.0049 | 0.30049 | 0.030049 | 3.0049 | 1000 | 1000000 | 30.0493 | 3004.9281
NMIA | VSL228583 | 30058.3 | 17.1 | 30040 | 18.3486 | -16 | 52 | 0 | 0 | 36.6972 | 10 | 0.12209 | 0.012209 | 100 | 1 | 1000 | 1.2209 | 0.12209 | 0.012209 | 1.2209 | 1000 | 1000000 | 12.2087 | 1220.869
IPQ | VSL220210 | 29551.3 | 16.7 | 29590 | 80 | 39 | 163 | 0 | 0 | 160 | 10 | 0.54143 | 0.054143 | 100 | 1 | 1000 | 5.4143 | 0.54143 | 0.054143 | 5.4143 | 1000 | 1000000 | 54.1431 | 5414.3134
INMETRO | VSL202750 | 30022.1 | 17 | 29760 | 165 | -262 | 332 | 0 | 0 | 330 | 10 | 1.0992 | 0.10992 | 100 | 1 | 1000 | 10.9919 | 1.0992 | 0.10992 | 10.9919 | 1000 | 1000000 | 109.919 | 10991.9026
GUM | VSL223562 | 29942.4 | 16.9 | 29920 | 100 | -22 | 203 | 0 | 0 | 200 | 10 | 0.66795 | 0.066795 | 100 | 1 | 1000 | 6.6795 | 0.66795 | 0.066795 | 6.6795 | 1000 | 1000000 | 66.7949 | 6679.4913
NRCCRM | VSL228668 | 29774 | 16.9 | 29890 | 225 | 116 | 450 | 0 | 0 | 450 | 10 | 1.5114 | 0.15114 | 100 | 1 | 1000 | 15.1139 | 1.5114 | 0.15114 | 15.1139 | 1000 | 1000000 | 151.1386 | 15113.8577
KRISS | VSL229332 | 29921.9 | 17 | 29922 | 25.5 | 0 | 61 | 0 | 0 | 51 | 10 | 0.17044 | 0.017044 | 100 | 1 | 1000 | 1.7044 | 0.17044 | 0.017044 | 1.7044 | 1000 | 1000000 | 17.0444 | 1704.4372
Propane, mixture I
Laboratory | Cylinder | xi,ref (µmol/mol) | ui,ref (µmol/mol) Standard Unc. | xi,lab (µmol/mol) | ui,lab (µmol/mol) Standard Unc. | Di (µmol/mol) | U(Di) (µmol/mol) (k=2) Expanded Unc. | Agree with RV? | Deviation (µmol/mol) | Exp. U (µmol/mol) | Transition Point (µmol/mol) | Min Unc at Transition Point (%) | Min Unc at Transition Point (µmol/mol) | Exp. U at LB (%) | LB (µmol/mol) | UB (µmol/mol) | Uncertainty at LB (%) Expanded Unc. | Uncertainty at UB (%) Expanded Unc. | Uncertainty at LB (µmol/mol) Expanded Unc. | Uncertainty at UB (µmol/mol) Expanded Unc. | LB (nmol/mol) | UB (nmol/mol) | Uncertainty at LB (nmol/mol) Expanded Unc. | Uncertainty at UB (nmol/mol) Expanded Unc.
NPL | VSL202748 | 9999.3 | 8.2 | 9993 | 6.5 | -7 | 21 | 0 | 0 | 13 | 10 | 0.13001 | 0.013001 | 100 | 1 | 1000 | 1.3001 | 0.13001 | 0.013001 | 1.3001 | 1000 | 1000000 | 13.0009 | 1300.091
SMU | VSL100039 | 9986.8 | 5.2 | 9959 | 20 | -28 | 41 | 0 | 0 | 40 | 10 | 0.40053 | 0.040053 | 100 | 1 | 1000 | 4.0053 | 0.40053 | 0.040053 | 4.0053 | 1000 | 1000000 | 40.0529 | 4005.287
CMI | VSL100059 | 10009.6 | 5.2 | 9970 | 160 | -40 | 320 | 0 | 0 | 320 | 10 | 3.1969 | 0.31969 | 100 | 1 | 1000 | 31.9693 | 3.1969 | 0.31969 | 31.9693 | 1000 | 1000000 | 319.6931 | 31969.3095
VNIIM | VSL126708 | 10024 | 5.2 | 10000 | 25 | -24 | 51 | 0 | 0 | 50 | 10 | 0.4988 | 0.04988 | 100 | 1 | 1000 | 4.988 | 0.4988 | 0.04988 | 4.988 | 1000 | 1000000 | 49.8803 | 4988.0287
OMH | VSL100051 | 9990.4 | 5.2 | 9981 | 5.0633 | -9 | 14 | 0 | 0 | 10.1266 | 10 | 0.10136 | 0.010136 | 100 | 1 | 1000 | 1.0136 | 0.10136 | 0.010136 | 1.0136 | 1000 | 1000000 | 10.1363 | 1013.6313
LNE | VSL124466 | 9995.8 | 5.2 | 9981 | 15 | -15 | 32 | 0 | 0 | 30 | 10 | 0.30013 | 0.030013 | 100 | 1 | 1000 | 3.0013 | 0.30013 | 0.030013 | 3.0013 | 1000 | 1000000 | 30.0126 | 3001.2605
NMi VSL | VSL226686 | 9982.5 | 8.2 | 9990 | 15 | 8 | 34 | 0 | 0 | 30 | 10 | 0.30053 | 0.030053 | 100 | 1 | 1000 | 3.0053 | 0.30053 | 0.030053 | 3.0053 | 1000 | 1000000 | 30.0526 | 3005.2592
CENAM | VSL126717 | 10021 | 5.2 | 9960 | 46 | -61 | 93 | 0 | 0 | 92 | 10 | 0.91807 | 0.091807 | 100 | 1 | 1000 | 9.1807 | 0.91807 | 0.091807 | 9.1807 | 1000 | 1000000 | 91.8072 | 9180.7205
CEM | VSL100066 | 9983 | 5.2 | 9983 | 28.5 | 0 | 58 | 0 | 0 | 57 | 10 | 0.57097 | 0.057097 | 100 | 1 | 1000 | 5.7097 | 0.57097 | 0.057097 | 5.7097 | 1000 | 1000000 | 57.0971 | 5709.7065
BAM | VSL100042 | 9977.8 | 5.2 | 9986 | 25 | 8 | 51 | 0 | 0 | 50 | 10 | 0.50111 | 0.050111 | 100 | 1 | 1000 | 5.0111 | 0.50111 | 0.050111 | 5.0111 | 1000 | 1000000 | 50.1112 | 5011.1247
NMIA | VSL126712 | 10027.6 | 5.2 | 10020 | 9.1743 | -8 | 21 | 0 | 0 | 18.3486 | 10 | 0.18298 | 0.018298 | 100 | 1 | 1000 | 1.8298 | 0.18298 | 0.018298 | 1.8298 | 1000 | 1000000 | 18.2981 | 1829.8121
IPQ | VSL100038 | 9999.9 | 5.2 | 10001 | 21.5 | 1 | 44 | 0 | 0 | 43 | 10 | 0.43 | 0.043 | 100 | 1 | 1000 | 4.3 | 0.43 | 0.043 | 4.3 | 1000 | 1000000 | 43.0004 | 4300.043
INMETRO | VSL100041 | 9968.3 | 5.1 | 9930 | 75 | -38 | 150 | 0 | 0 | 150 | 10 | 1.5048 | 0.15048 | 100 | 1 | 1000 | 15.0477 | 1.5048 | 0.15048 | 15.0477 | 1000 | 1000000 | 150.477 | 15047.7012
GUM | VSL100044 | 9989 | 5.2 | 9972 | 35 | -17 | 71 | 0 | 0 | 70 | 10 | 0.70077 | 0.070077 | 100 | 1 | 1000 | 7.0077 | 0.70077 | 0.070077 | 7.0077 | 1000 | 1000000 | 70.0771 | 7007.7085
NRCCRM | VSL126730 | 10067.5 | 5.2 | 10080 | 75.5 | 13 | 152 | 0 | 0 | 151 | 10 | 1.4999 | 0.14999 | 100 | 1 | 1000 | 14.9988 | 1.4999 | 0.14999 | 14.9988 | 1000 | 1000000 | 149.9876 | 14998.7584
KRISS | VSL126709 | 10074 | 5.2 | 10078 | 12 | 4 | 26 | 0 | 0 | 24 | 10 | 0.23824 | 0.023824 | 100 | 1 | 1000 | 2.3824 | 0.23824 | 0.023824 | 2.3824 | 1000 | 1000000 | 23.8237 | 2382.3705
Propane, mixture III
Laboratory | Cylinder | xi,ref (µmol/mol) | ui,ref (µmol/mol) Standard Unc. | xi,lab (µmol/mol) | ui,lab (µmol/mol) Standard Unc. | Di (µmol/mol) | U(Di) (µmol/mol) (k=2) Expanded Unc. | Agree with RV? | Deviation (µmol/mol) | Exp. U (µmol/mol) | Transition Point (µmol/mol) | Min Unc at Transition Point (%) | Min Unc at Transition Point (µmol/mol) | Exp. U at LB (%) | LB (µmol/mol) | UB (µmol/mol) | Uncertainty at LB (%) Expanded Unc. | Uncertainty at UB (%) Expanded Unc. | Uncertainty at LB (µmol/mol) Expanded Unc. | Uncertainty at UB (µmol/mol) Expanded Unc. | LB (nmol/mol) | UB (nmol/mol) | Uncertainty at LB (nmol/mol) Expanded Unc. | Uncertainty at UB (nmol/mol) Expanded Unc.
NPL | VSL206333 | 5001.6 | 4.2 | 5000 | 3.5 | -2 | 11 | 0 | 0 | 7 | 10 | 0.13996 | 0.013996 | 100 | 1 | 1000 | 1.3996 | 0.13996 | 0.013996 | 1.3996 | 1000 | 1000000 | 13.9955 | 1399.5521
SMU | VSL202622 | 5001.6 | 4.2 | 5069 | 12.5 | 67 | 26 | 1 | 67.4 | 137.0987 | 10 | 2.7411 | 0.27411 | 100 | 1 | 1000 | 27.411 | 2.7411 | 0.27411 | 27.411 | 1000 | 1000000 | 274.1096 | 27410.9586
CMI | VSL205133 | 4996.3 | 4.2 | 5020 | 80 | 24 | 160 | 0 | 0 | 160 | 10 | 3.2024 | 0.32024 | 100 | 1 | 1000 | 32.0237 | 3.2024 | 0.32024 | 32.0237 | 1000 | 1000000 | 320.237 | 32023.6975
VNIIM | VSL202624 | 4999.8 | 4.2 | 4990 | 15 | -10 | 31 | 0 | 0 | 30 | 10 | 0.60002 | 0.060002 | 100 | 1 | 1000 | 6.0002 | 0.60002 | 0.060002 | 6.0002 | 1000 | 1000000 | 60.0024 | 6000.24
OMH | VSL206344 | 4999.3 | 4.2 | 5006 | 3.1111 | 7 | 10 | 0 | 0 | 6.2222 | 10 | 0.12446 | 0.012446 | 100 | 1 | 1000 | 1.2446 | 0.12446 | 0.012446 | 1.2446 | 1000 | 1000000 | 12.4462 | 1244.6187
LNE | VSL202614 | 4979.2 | 4.2 | 4983 | 11.5 | 4 | 24 | 0 | 0 | 23 | 10 | 0.46192 | 0.046192 | 100 | 1 | 1000 | 4.6192 | 0.46192 | 0.046192 | 4.6192 | 1000 | 1000000 | 46.1922 | 4619.2159
NMi VSL | VSL300636 | 4995.2 | 4.2 | 4996 | 7.5 | 1 | 17 | 0 | 0 | 15 | 10 | 0.30029 | 0.030029 | 100 | 1 | 1000 | 3.0029 | 0.30029 | 0.030029 | 3.0029 | 1000 | 1000000 | 30.0288 | 3002.8828
CENAM | VSL160258 | 5005.7 | 4.2 | 5010 | 32.5 | 4 | 66 | 0 | 0 | 65 | 10 | 1.2985 | 0.12985 | 100 | 1 | 1000 | 12.9852 | 1.2985 | 0.12985 | 12.9852 | 1000 | 1000000 | 129.852 | 12985.1969
CEM | VSL202677 | 4997.4 | 4.2 | 4982 | 27 | -15 | 55 | 0 | 0 | 54 | 10 | 1.0806 | 0.10806 | 100 | 1 | 1000 | 10.8056 | 1.0806 | 0.10806 | 10.8056 | 1000 | 1000000 | 108.0562 | 10805.6189
BAM | VSL205189 | 5000.1 | 4.2 | 5003 | 12.5 | 3 | 26 | 0 | 0 | 25 | 10 | 0.49999 | 0.049999 | 100 | 1 | 1000 | 4.9999 | 0.49999 | 0.049999 | 4.9999 | 1000 | 1000000 | 49.999 | 4999.9
NMIA | VSL228583 | 4980.6 | 4.2 | 4976 | 6.422 | -5 | 15 | 0 | 0 | 12.844 | 10 | 0.25788 | 0.025788 | 100 | 1 | 1000 | 2.5788 | 0.25788 | 0.025788 | 2.5788 | 1000 | 1000000 | 25.7881 | 2578.8131
IPQ | VSL220210 | 5024.8 | 4.2 | 5033 | 17.5 | 8 | 36 | 0 | 0 | 35 | 10 | 0.69655 | 0.069655 | 100 | 1 | 1000 | 6.9655 | 0.69655 | 0.069655 | 6.9655 | 1000 | 1000000 | 69.6545 | 6965.4514
INMETRO | VSL202750 | 4996.9 | 4.2 | 5040 | 50 | 43 | 100 | 0 | 0 | 100 | 10 | 2.0012 | 0.20012 | 100 | 1 | 1000 | 20.0124 | 2.0012 | 0.20012 | 20.0124 | 1000 | 1000000 | 200.1241 | 20012.4077
GUM | VSL223562 | 4999.9 | 4.2 | 5015 | 12.5 | 15 | 26 | 0 | 0 | 25 | 10 | 0.50001 | 0.050001 | 100 | 1 | 1000 | 5.0001 | 0.50001 | 0.050001 | 5.0001 | 1000 | 1000000 | 50.001 | 5000.1
NRCCRM | VSL228668 | 5003.5 | 4.2 | 5026 | 37.5 | 22 | 76 | 0 | 0 | 75 | 10 | 1.499 | 0.1499 | 100 | 1 | 1000 | 14.9895 | 1.499 | 0.1499 | 14.9895 | 1000 | 1000000 | 149.8951 | 14989.5073
KRISS | VSL229332 | 4995 | 4.2 | 4999 | 6 | 4 | 15 | 0 | 0 | 12 | 10 | 0.24024 | 0.024024 | 100 | 1 | 1000 | 2.4024 | 0.24024 | 0.024024 | 2.4024 | 1000 | 1000000 | 24.024 | 2402.4024
iso-butane, mixture I
Laboratory | Cylinder | xi,ref (µmol/mol) | ui,ref (µmol/mol) Standard Unc. | xi,lab (µmol/mol) | ui,lab (µmol/mol) Standard Unc. | Di (µmol/mol) | U(Di) (µmol/mol) (k=2) Expanded Unc. | Agree with RV? | Deviation (µmol/mol) | Exp. U (µmol/mol) | Transition Point (µmol/mol) | Min Unc at Transition Point (%) | Min Unc at Transition Point (µmol/mol) | Exp. U at LB (%) | LB (µmol/mol) | UB (µmol/mol) | Uncertainty at LB (%) Expanded Unc. | Uncertainty at UB (%) Expanded Unc. | Uncertainty at LB (µmol/mol) Expanded Unc. | Uncertainty at UB (µmol/mol) Expanded Unc. | LB (nmol/mol) | UB (nmol/mol) | Uncertainty at LB (nmol/mol) Expanded Unc. | Uncertainty at UB (nmol/mol) Expanded Unc.
NPL | VSL202748 | 2002.92 | 1.82 | 2005 | 3.6 | 2 | 8 | 0 | 0 | 7.2 | 10 | 0.35948 | 0.035948 | 100 | 1 | 1000 | 3.5948 | 0.35948 | 0.035948 | 3.5948 | 1000 | 1000000 | 35.9475 | 3594.7517
SMU | VSL100039 | 2003.39 | 1.21 | 2006.1 | 4 | 3 | 8 | 0 | 0 | 8 | 10 | 0.39932 | 0.039932 | 100 | 1 | 1000 | 3.9932 | 0.39932 | 0.039932 | 3.9932 | 1000 | 1000000 | 39.9323 | 3993.2315
CMI | VSL100059 | 2010.33 | 1.22 | 2030 | 45 | 20 | 90 | 0 | 0 | 90 | 10 | 4.4769 | 0.44769 | 100 | 1 | 1000 | 44.7688 | 4.4769 | 0.44769 | 44.7688 | 1000 | 1000000 | 447.6877 | 44768.7693
VNIIM | VSL126708 | 2005.57 | 1.21 | 1999 | 8 | -7 | 16 | 0 | 0 | 16 | 10 | 0.79778 | 0.079778 | 100 | 1 | 1000 | 7.9778 | 0.79778 | 0.079778 | 7.9778 | 1000 | 1000000 | 79.7778 | 7977.7819
OMH | VSL100051 | 2006.48 | 1.21 | 2003 | 2.8807 | -3 | 6 | 0 | 0 | 5.7613 | 10 | 0.28714 | 0.028714 | 100 | 1 | 1000 | 2.8714 | 0.28714 | 0.028714 | 2.8714 | 1000 | 1000000 | 28.7136 | 2871.3552
LNE | VSL124466 | 1999.93 | 1.21 | 2003.7 | 3.7 | 4 | 8 | 0 | 0 | 7.4 | 10 | 0.37001 | 0.037001 | 100 | 1 | 1000 | 3.7001 | 0.37001 | 0.037001 | 3.7001 | 1000 | 1000000 | 37.0013 | 3700.1295
NMi VSL | VSL226686 | 1999.55 | 1.82 | 2000 | 2.5 | 0 | 6 | 0 | 0 | 5 | 10 | 0.25006 | 0.025006 | 100 | 1 | 1000 | 2.5006 | 0.25006 | 0.025006 | 2.5006 | 1000 | 1000000 | 25.0056 | 2500.5626
CENAM | VSL126717 | 2004.97 | 1.21 | 2000 | 8.5 | -5 | 17 | 0 | 0 | 17 | 10 | 0.84789 | 0.084789 | 100 | 1 | 1000 | 8.4789 | 0.84789 | 0.084789 | 8.4789 | 1000 | 1000000 | 84.7893 | 8478.9299
CEM | VSL100066 | 2002.62 | 1.21 | 2001 | 6 | -2 | 12 | 0 | 0 | 12 | 10 | 0.59922 | 0.059922 | 100 | 1 | 1000 | 5.9922 | 0.59922 | 0.059922 | 5.9922 | 1000 | 1000000 | 59.9215 | 5992.1503
BAM | VSL100042 | 1998.15 | 1.21 | 2003 | 8 | 5 | 16 | 0 | 0 | 16 | 10 | 0.80074 | 0.080074 | 100 | 1 | 1000 | 8.0074 | 0.80074 | 0.080074 | 8.0074 | 1000 | 1000000 | 80.0741 | 8007.4069
NMIA | VSL126712 | 2007.04 | 1.21 | 2005 | 4.5872 | -2 | 9 | 0 | 0 | 9.1743 | 10 | 0.45711 | 0.045711 | 100 | 1 | 1000 | 4.5711 | 0.45711 | 0.045711 | 4.5711 | 1000 | 1000000 | 45.7107 | 4571.0658
IPQ | VSL100038 | 2006.02 | 1.21 | 2001 | 7 | -5 | 14 | 0 | 0 | 14 | 10 | 0.6979 | 0.06979 | 100 | 1 | 1000 | 6.979 | 0.6979 | 0.06979 | 6.979 | 1000 | 1000000 | 69.7899 | 6978.9932
INMETRO | VSL100041 | 1996.24 | 1.2 | 1962 | 18 | -34 | 36 | 0 | 0 | 36 | 10 | 1.8034 | 0.18034 | 100 | 1 | 1000 | 18.0339 | 1.8034 | 0.18034 | 18.0339 | 1000 | 1000000 | 180.339 | 18033.9037
GUM | VSL100044 | 2006.2 | 1.21 | 1999 | 10 | -7 | 20 | 0 | 0 | 20 | 10 | 0.99691 | 0.099691 | 100 | 1 | 1000 | 9.9691 | 0.99691 | 0.099691 | 9.9691 | 1000 | 1000000 | 99.691 | 9969.0958
NRCCRM | VSL126730 | 2015.02 | 1.21 | 2010 | 15.1 | -5 | 30 | 0 | 0 | 30.2 | 10 | 1.4987 | 0.14987 | 100 | 1 | 1000 | 14.9874 | 1.4987 | 0.14987 | 14.9874 | 1000 | 1000000 | 149.8744 | 14987.4443
KRISS | VSL126709 | 2016.31 | 1.22 | 2019 | 3.5 | 3 | 7 | 0 | 0 | 7 | 10 | 0.34717 | 0.034717 | 100 | 1 | 1000 | 3.4717 | 0.34717 | 0.034717 | 3.4717 | 1000 | 1000000 | 34.7169 | 3471.6884
iso-butane, mixture III
Laboratory | Cylinder | xi,ref (µmol/mol) | ui,ref (µmol/mol) Standard Unc. | xi,lab (µmol/mol) | ui,lab (µmol/mol) Standard Unc. | Di (µmol/mol) | U(Di) (µmol/mol) (k=2) Expanded Unc. | Agree with RV? | Deviation (µmol/mol) | Exp. U (µmol/mol) | Transition Point (µmol/mol) | Min Unc at Transition Point (%) | Min Unc at Transition Point (µmol/mol) | Exp. U at LB (%) | LB (µmol/mol) | UB (µmol/mol) | Uncertainty at LB (%) Expanded Unc. | Uncertainty at UB (%) Expanded Unc. | Uncertainty at LB (µmol/mol) Expanded Unc. | Uncertainty at UB (µmol/mol) Expanded Unc. | LB (nmol/mol) | UB (nmol/mol) | Uncertainty at LB (nmol/mol) Expanded Unc. | Uncertainty at UB (nmol/mol) Expanded Unc.
NPL | VSL206333 | 1002.81 | 0.93 | 1003.4 | 2.15 | 1 | 5 | 0 | 0 | 4.3 | 10 | 0.4288 | 0.04288 | 100 | 1 | 1000 | 4.288 | 0.4288 | 0.04288 | 4.288 | 1000 | 1000000 | 42.8795 | 4287.9509
SMU | VSL202622 | 1000.18 | 0.93 | 1012.1 | 2 | 12 | 4 | 1 | 11.92 | 24.1732 | 10 | 2.4169 | 0.24169 | 100 | 1 | 1000 | 24.1689 | 2.4169 | 0.24169 | 24.1689 | 1000 | 1000000 | 241.6889 | 24168.891
CMI | VSL205133 | 999.12 | 0.93 | 980 | 15 | -19 | 30 | 0 | 0 | 30 | 10 | 3.0026 | 0.30026 | 100 | 1 | 1000 | 30.0264 | 3.0026 | 0.30026 | 30.0264 | 1000 | 1000000 | 300.2642 | 30026.4233
VNIIM | VSL202624 | 1003.05 | 0.93 | 996 | 8 | -7 | 16 | 0 | 0 | 16 | 10 | 1.5951 | 0.15951 | 100 | 1 | 1000 | 15.9513 | 1.5951 | 0.15951 | 15.9513 | 1000 | 1000000 | 159.5135 | 15951.3484
OMH | VSL206344 | 1002.36 | 0.93 | 1003 | 1.2346 | 1 | 3 | 0 | 0 | 2.4691 | 10 | 0.24633 | 0.024633 | 100 | 1 | 1000 | 2.4633 | 0.24633 | 0.024633 | 2.4633 | 1000 | 1000000 | 24.6332 | 2463.3224
LNE | VSL202614 | 998.91 | 0.93 | 1000 | 2.1 | 1 | 5 | 0 | 0 | 4.2 | 10 | 0.42046 | 0.042046 | 100 | 1 | 1000 | 4.2046 | 0.42046 | 0.042046 | 4.2046 | 1000 | 1000000 | 42.0458 | 4204.583
NMi VSL | VSL300636 | 998.89 | 0.93 | 1000 | 2 | 1 | 4 | 0 | 0 | 4 | 10 | 0.40044 | 0.040044 | 100 | 1 | 1000 | 4.0044 | 0.40044 | 0.040044 | 4.0044 | 1000 | 1000000 | 40.0444 | 4004.4449
CENAM | VSL160258 | 1004.24 | 0.93 | 1000 | 6.5 | -4 | 13 | 0 | 0 | 13 | 10 | 1.2945 | 0.12945 | 100 | 1 | 1000 | 12.9451 | 1.2945 | 0.12945 | 12.9451 | 1000 | 1000000 | 129.4511 | 12945.1127
CEM | VSL202677 | 999.34 | 0.93 | 999 | 7 | 0 | 14 | 0 | 0 | 14 | 10 | 1.4009 | 0.14009 | 100 | 1 | 1000 | 14.0092 | 1.4009 | 0.14009 | 14.0092 | 1000 | 1000000 | 140.0925 | 14009.2461
BAM | VSL205189 | 1002.5 | 0.93 | 1000 | 4 | -2 | 8 | 0 | 0 | 8 | 10 | 0.798 | 0.0798 | 100 | 1 | 1000 | 7.98 | 0.798 | 0.0798 | 7.98 | 1000 | 1000000 | 79.8005 | 7980.0499
NMIA | VSL228583 | 999.19 | 0.93 | 998 | 4.5872 | -1 | 9 | 0 | 0 | 9.1743 | 10 | 0.91817 | 0.091817 | 100 | 1 | 1000 | 9.1817 | 0.91817 | 0.091817 | 9.1817 | 1000 | 1000000 | 91.8175 | 9181.7491
IPQ | VSL220210 | 1004.81 | 0.93 | 1003 | 7.5 | -2 | 15 | 0 | 0 | 15 | 10 | 1.4928 | 0.14928 | 100 | 1 | 1000 | 14.9282 | 1.4928 | 0.14928 | 14.9282 | 1000 | 1000000 | 149.282 | 14928.1954
INMETRO | VSL202750 | 999.23 | 0.93 | 1021 | 15.5 | 22 | 31 | 0 | 0 | 31 | 10 | 3.1024 | 0.31024 | 100 | 1 | 1000 | 31.0239 | 3.1024 | 0.31024 | 31.0239 | 1000 | 1000000 | 310.2389 | 31023.8884
GUM | VSL223562 | 1002.47 | 0.93 | 1005 | 5 | 3 | 10 | 0 | 0 | 10 | 10 | 0.99754 | 0.099754 | 100 | 1 | 1000 | 9.9754 | 0.99754 | 0.099754 | 9.9754 | 1000 | 1000000 | 99.7536 | 9975.3609
NRCCRM | VSL228668 | 1003.79 | 0.93 | 1002 | 7.5 | -2 | 15 | 0 | 0 | 15 | 10 | 1.4943 | 0.14943 | 100 | 1 | 1000 | 14.9434 | 1.4943 | 0.14943 | 14.9434 | 1000 | 1000000 | 149.4336 | 14943.3646
KRISS | VSL229332 | 1002.09 | 0.93 | 1003 | 2.5 | 1 | 5 | 0 | 0 | 5 | 10 | 0.49896 | 0.049896 | 100 | 1 | 1000 | 4.9896 | 0.49896 | 0.049896 | 4.9896 | 1000 | 1000000 | 49.8957 | 4989.5718
n-butane, mixture I
Laboratory | Cylinder | xi,ref (µmol/mol) | ui,ref (µmol/mol) Standard Unc. | xi,lab (µmol/mol) | ui,lab (µmol/mol) Standard Unc. | Di (µmol/mol) | U(Di) (µmol/mol) (k=2) Expanded Unc. | Agree with RV? | Deviation (µmol/mol) | Exp. U (µmol/mol) | Transition Point (µmol/mol) | Min Unc at Transition Point (%) | Min Unc at Transition Point (µmol/mol) | Exp. U at LB (%) | LB (µmol/mol) | UB (µmol/mol) | Uncertainty at LB (%) Expanded Unc. | Uncertainty at UB (%) Expanded Unc. | Uncertainty at LB (µmol/mol) Expanded Unc. | Uncertainty at UB (µmol/mol) Expanded Unc. | LB (nmol/mol) | UB (nmol/mol) | Uncertainty at LB (nmol/mol) Expanded Unc. | Uncertainty at UB (nmol/mol) Expanded Unc.
NPL | VSL202748 | 1994.06 | 1.81 | 1989.1 | 3 | -5 | 7 | 0 | 0 | 6 | 10 | 0.30089 | 0.030089 | 100 | 1 | 1000 | 3.0089 | 0.30089 | 0.030089 | 3.0089 | 1000 | 1000000 | 30.0894 | 3008.9365
SMU | VSL100039 | 1988.61 | 1.21 | 1988.3 | 4 | 0 | 8 | 0 | 0 | 8 | 10 | 0.40229 | 0.040229 | 100 | 1 | 1000 | 4.0229 | 0.40229 | 0.040229 | 4.0229 | 1000 | 1000000 | 40.2291 | 4022.9105
CMI | VSL100059 | 1990.04 | 1.21 | 2040 | 50 | 50 | 100 | 0 | 0 | 100 | 10 | 5.025 | 0.5025 | 100 | 1 | 1000 | 50.2502 | 5.025 | 0.5025 | 50.2502 | 1000 | 1000000 | 502.5025 | 50250.2462
VNIIM | VSL126708 | 1986.92 | 1.2 | 1982 | 8 | -5 | 16 | 0 | 0 | 16 | 10 | 0.80527 | 0.080527 | 100 | 1 | 1000 | 8.0527 | 0.80527 | 0.080527 | 8.0527 | 1000 | 1000000 | 80.5266 | 8052.6644
OMH | VSL100051 | 1986.22 | 1.21 | 1988 | 2.8807 | 2 | 6 | 0 | 0 | 5.7613 | 10 | 0.29006 | 0.029006 | 100 | 1 | 1000 | 2.9006 | 0.29006 | 0.029006 | 2.9006 | 1000 | 1000000 | 29.0064 | 2900.6439
LNE | VSL124466 | 1981.33 | 1.2 | 1976 | 3.65 | -5 | 8 | 0 | 0 | 7.3 | 10 | 0.36844 | 0.036844 | 100 | 1 | 1000 | 3.6844 | 0.36844 | 0.036844 | 3.6844 | 1000 | 1000000 | 36.8439 | 3684.3938
NMi VSL | VSL226686 | 1990.7 | 1.81 | 1993 | 2.5 | 2 | 6 | 0 | 0 | 5 | 10 | 0.25117 | 0.025117 | 100 | 1 | 1000 | 2.5117 | 0.25117 | 0.025117 | 2.5117 | 1000 | 1000000 | 25.1168 | 2511.6793
CENAM | VSL126717 | 1986.32 | 1.2 | 1990 | 8.5 | 4 | 17 | 0 | 0 | 17 | 10 | 0.85585 | 0.085585 | 100 | 1 | 1000 | 8.5585 | 0.85585 | 0.085585 | 8.5585 | 1000 | 1000000 | 85.5854 | 8558.5404
CEM | VSL100066 | 1987.85 | 1.21 | 1987 | 6 | -1 | 12 | 0 | 0 | 12 | 10 | 0.60367 | 0.060367 | 100 | 1 | 1000 | 6.0367 | 0.60367 | 0.060367 | 6.0367 | 1000 | 1000000 | 60.3667 | 6036.6728
BAM | VSL100042 | 1967.58 | 1.19 | 1967 | 7.85 | -1 | 16 | 0 | 0 | 15.7 | 10 | 0.79793 | 0.079793 | 100 | 1 | 1000 | 7.9793 | 0.79793 | 0.079793 | 7.9793 | 1000 | 1000000 | 79.7935 | 7979.3452
NMIA | VSL126712 | 1980.84 | 1.2 | 1978 | 4.5872 | -3 | 9 | 0 | 0 | 9.1743 | 10 | 0.46315 | 0.046315 | 100 | 1 | 1000 | 4.6315 | 0.46315 | 0.046315 | 4.6315 | 1000 | 1000000 | 46.3153 | 4631.526
IPQ | VSL100038 | 1991.22 | 1.21 | 1985 | 8 | -6 | 16 | 0 | 0 | 16 | 10 | 0.80353 | 0.080353 | 100 | 1 | 1000 | 8.0353 | 0.80353 | 0.080353 | 8.0353 | 1000 | 1000000 | 80.3527 | 8035.2749
INMETRO | VSL100041 | 1965.7 | 1.19 | 1978 | 16.5 | 12 | 33 | 0 | 0 | 33 | 10 | 1.6788 | 0.16788 | 100 | 1 | 1000 | 16.7879 | 1.6788 | 0.16788 | 16.7879 | 1000 | 1000000 | 167.8791 | 16787.9127
GUM | VSL100044 | 1985.95 | 1.21 | 2008 | 25 | 22 | 50 | 0 | 0 | 50 | 10 | 2.5177 | 0.25177 | 100 | 1 | 1000 | 25.1769 | 2.5177 | 0.25177 | 25.1769 | 1000 | 1000000 | 251.7687 | 25176.8675
NRCCRM | VSL126730 | 1988.72 | 1.2 | 1990 | 14.95 | 1 | 30 | 0 | 0 | 29.9 | 10 | 1.5035 | 0.15035 | 100 | 1 | 1000 | 15.0348 | 1.5035 | 0.15035 | 15.0348 | 1000 | 1000000 | 150.348 | 15034.7963
KRISS | VSL126709 | 1990 | 1.2 | 1991 | 3.5 | 1 | 7 | 0 | 0 | 7 | 10 | 0.35176 | 0.035176 | 100 | 1 | 1000 | 3.5176 | 0.35176 | 0.035176 | 3.5176 | 1000 | 1000000 | 35.1759 | 3517.5879
n-butane, mixture III
Laboratory | Cylinder | xi,ref (µmol/mol) | ui,ref (µmol/mol) Standard Unc. | xi,lab (µmol/mol) | ui,lab (µmol/mol) Standard Unc. | Di (µmol/mol) | U(Di) (µmol/mol) (k=2) Expanded Unc. | Agree with RV? | Deviation (µmol/mol) | Exp. U (µmol/mol) | Transition Point (µmol/mol) | Min Unc at Transition Point (%) | Min Unc at Transition Point (µmol/mol) | Exp. U at LB (%) | LB (µmol/mol) | UB (µmol/mol) | Uncertainty at LB (%) Expanded Unc. | Uncertainty at UB (%) Expanded Unc. | Uncertainty at LB (µmol/mol) Expanded Unc. | Uncertainty at UB (µmol/mol) Expanded Unc. | LB (nmol/mol) | UB (nmol/mol) | Uncertainty at LB (nmol/mol) Expanded Unc. | Uncertainty at UB (nmol/mol) Expanded Unc.
NPL | VSL206333 | 999.17 | 1.27 | 996.9 | 1.8 | -2 | 4 | 0 | 0 | 3.6 | 10 | 0.3603 | 0.03603 | 100 | 1 | 1000 | 3.603 | 0.3603 | 0.03603 | 3.603 | 1000 | 1000000 | 36.0299 | 3602.9905
SMU | VSL202622 | 998 | 1.27 | 1007.7 | 2.5 | 10 | 6 | 1 | 9.7 | 20.034 | 10 | 2.0074 | 0.20074 | 100 | 1 | 1000 | 20.0741 | 2.0074 | 0.20074 | 20.0741 | 1000 | 1000000 | 200.7412 | 20074.1194
CMI | VSL205133 | 996.95 | 1.27 | 970 | 20 | -27 | 40 | 0 | 0 | 40 | 10 | 4.0122 | 0.40122 | 100 | 1 | 1000 | 40.1224 | 4.0122 | 0.40122 | 40.1224 | 1000 | 1000000 | 401.2237 | 40122.3732
VNIIM | VSL202624 | 995.23 | 1.26 | 1000 | 6.5 | 5 | 13 | 0 | 0 | 13 | 10 | 1.3062 | 0.13062 | 100 | 1 | 1000 | 13.0623 | 1.3062 | 0.13062 | 13.0623 | 1000 | 1000000 | 130.6231 | 13062.3072
OMH | VSL206344 | 998.72 | 1.27 | 1002 | 1.6461 | 3 | 4 | 0 | 0 | 3.2922 | 10 | 0.32964 | 0.032964 | 100 | 1 | 1000 | 3.2964 | 0.32964 | 0.032964 | 3.2964 | 1000 | 1000000 | 32.964 | 3296.4005
LNE | VSL202614 | 991.12 | 1.26 | 993.7 | 2.3 | 3 | 5 | 0 | 0 | 4.6 | 10 | 0.46412 | 0.046412 | 100 | 1 | 1000 | 4.6412 | 0.46412 | 0.046412 | 4.6412 | 1000 | 1000000 | 46.4121 | 4641.214
NMi VSL | VSL300636 | 996.72 | 1.27 | 998 | 1.5 | 1 | 4 | 0 | 0 | 3 | 10 | 0.30099 | 0.030099 | 100 | 1 | 1000 | 3.0099 | 0.30099 | 0.030099 | 3.0099 | 1000 | 1000000 | 30.0987 | 3009.8724
CENAM | VSL160258 | 996.41 | 1.27 | 997 | 6 | 1 | 12 | 0 | 0 | 12 | 10 | 1.2043 | 0.12043 | 100 | 1 | 1000 | 12.0432 | 1.2043 | 0.12043 | 12.0432 | 1000 | 1000000 | 120.4324 | 12043.2352
CEM | VSL202677 | 997.16 | 1.27 | 996 | 7 | -1 | 14 | 0 | 0 | 14 | 10 | 1.404 | 0.1404 | 100 | 1 | 1000 | 14.0399 | 1.404 | 0.1404 | 14.0399 | 1000 | 1000000 | 140.3987 | 14039.8732
BAM | VSL205189 | 998.86 | 1.27 | 996 | 4 | -3 | 8 | 0 | 0 | 8 | 10 | 0.80091 | 0.080091 | 100 | 1 | 1000 | 8.0091 | 0.80091 | 0.080091 | 8.0091 | 1000 | 1000000 | 80.0913 | 8009.1304
NMIA | VSL228583 | 991.4 | 1.26 | 991 | 5.0459 | 0 | 10 | 0 | 0 | 10.0917 | 10 | 1.0179 | 0.10179 | 100 | 1 | 1000 | 10.1793 | 1.0179 | 0.10179 | 10.1793 | 1000 | 1000000 | 101.7928 | 10179.285
IPQ | VSL220210 | 1002.62 | 1.27 | 1003 | 7 | 0 | 14 | 0 | 0 | 14 | 10 | 1.3963 | 0.13963 | 100 | 1 | 1000 | 13.9634 | 1.3963 | 0.13963 | 13.9634 | 1000 | 1000000 | 139.6342 | 13963.4159
INMETRO | VSL202750 | 997.06 | 1.27 | 1026 | 13 | 29 | 26 | 1 | 28.94 | 63.4515 | 10 | 6.3639 | 0.63639 | 100 | 1 | 1000 | 63.6386 | 6.3639 | 0.63639 | 63.6386 | 1000 | 1000000 | 636.3861 | 63638.6097
GUM | VSL223562 | 998.83 | 1.27 | 999 | 5 | 0 | 10 | 0 | 0 | 10 | 10 | 1.0012 | 0.10012 | 100 | 1 | 1000 | 10.0117 | 1.0012 | 0.10012 | 10.0117 | 1000 | 1000000 | 100.1171 | 10011.7137
NRCCRM | VSL228668 | 995.97 | 1.27 | 997 | 7.5 | 1 | 15 | 0 | 0 | 15 | 10 | 1.5061 | 0.15061 | 100 | 1 | 1000 | 15.0607 | 1.5061 | 0.15061 | 15.0607 | 1000 | 1000000 | 150.6069 | 15060.6946
KRISS | VSL229332 | 994.28 | 1.26 | 996 | 2 | 2 | 5 | 0 | 0 | 4 | 10 | 0.4023 | 0.04023 | 100 | 1 | 1000 | 4.023 | 0.4023 | 0.04023 | 4.023 | 1000 | 1000000 | 40.2301 | 4023.0116
Methane, mixture I
Laboratory | Cylinder | xi,ref (µmol/mol) | ui,ref (µmol/mol) Standard Unc. | xi,lab (µmol/mol) | ui,lab (µmol/mol) Standard Unc. | Di (µmol/mol) | U(Di) (µmol/mol) (k=2) Expanded Unc. | Agree with RV? | Deviation (µmol/mol) | Exp. U (µmol/mol) | Transition Point (µmol/mol) | Min Unc at Transition Point (%) | Min Unc at Transition Point (µmol/mol) | Exp. U at LB (%) | LB (µmol/mol) | UB (µmol/mol) | Uncertainty at LB (%) Expanded Unc. | Uncertainty at UB (%) Expanded Unc. | Uncertainty at LB (µmol/mol) Expanded Unc. | Uncertainty at UB (µmol/mol) Expanded Unc. | LB (nmol/mol) | UB (nmol/mol) | Uncertainty at LB (nmol/mol) Expanded Unc. | Uncertainty at UB (nmol/mol) Expanded Unc.
NPL | VSL202748 | 905943 | 202 | 905980 | 317 | 40 | 750 | 0 | 0 | 634 | 10 | 0.069982 | 0.0069982 | 100 | 1 | 1000 | 0.69982 | 0.069982 | 0.0069982 | 0.69982 | 1000 | 1000000 | 6.9982 | 699.8233
SMU | VSL100039 | 906185 | 182 | 907100 | 1350 | 920 | 2720 | 0 | 0 | 2700 | 10 | 0.29795 | 0.029795 | 100 | 1 | 1000 | 2.9795 | 0.29795 | 0.029795 | 2.9795 | 1000 | 1000000 | 29.7952 | 2979.524
CMI | VSL100059 | 906138 | 182 | 905970 | 3075 | -170 | 6160 | 0 | 0 | 6150 | 10 | 0.6787 | 0.06787 | 100 | 1 | 1000 | 6.787 | 0.6787 | 0.06787 | 6.787 | 1000 | 1000000 | 67.8705 | 6787.0457
VNIIM | VSL126708 | 905831 | 182 | 905990 | 60 | 160 | 380 | 0 | 0 | 120 | 10 | 0.013248 | 0.0013248 | 100 | 1 | 1000 | 0.13248 | 0.013248 | 0.0013248 | 0.13248 | 1000 | 1000000 | 1.3248 | 132.475
OMH | VSL100051 | 905975 | 182 | 906067 | 41.9753 | 90 | 370 | 0 | 0 | 83.9506 | 10 | 0.0092663 | 0.00092663 | 100 | 1 | 1000 | 0.092663 | 0.0092663 | 0.00092663 | 0.092663 | 1000 | 1000000 | 0.92663 | 92.6633
LNE | VSL124466 | 906227 | 182 | 906800 | 3000 | 570 | 6010 | 0 | 0 | 6000 | 10 | 0.66209 | 0.066209 | 100 | 1 | 1000 | 6.6209 | 0.66209 | 0.066209 | 6.6209 | 1000 | 1000000 | 66.2086 | 6620.8577
NMi VSL | VSL226686 | 905599 | 202 | 905300 | 550 | -300 | 1170 | 0 | 0 | 1100 | 10 | 0.12147 | 0.012147 | 100 | 1 | 1000 | 1.2147 | 0.12147 | 0.012147 | 1.2147 | 1000 | 1000000 | 12.1467 | 1214.6657
CENAM | VSL126717 | 905717 | 182 | 0 | 0 | 0 | 0 | 0 | 0 | 0 | 10 | 0 | 0 | #DIV/0! | 1 | 1000 | 0 | 0 | 0 | 0 | 1000 | 1000000 | 0 | 0
CEM | VSL100066 | 905799 | 182 | 905280 | 2155 | -520 | 4330 | 0 | 0 | 4310 | 10 | 0.47582 | 0.047582 | 100 | 1 | 1000 | 4.7582 | 0.47582 | 0.047582 | 4.7582 | 1000 | 1000000 | 47.5823 | 4758.23
BAM | VSL100042 | 905986 | 182 | 905938 | 453 | -50 | 980 | 0 | 0 | 906 | 10 | 0.1 | 0.01 | 100 | 1 | 1000 | 1 | 0.1 | 0.01 | 1 | 1000 | 1000000 | 10.0002 | 1000.0155
NMIA | VSL126712 | 905914 | 182 | 905500 | 229.3578 | -410 | 590 | 0 | 0 | 458.7156 | 10 | 0.050636 | 0.0050636 | 100 | 1 | 1000 | 0.50636 | 0.050636 | 0.0050636 | 0.50636 | 1000 | 1000000 | 5.0636 | 506.3567
IPQ | VSL100038 | 906111 | 182 | 905100 | 1650 | -1010 | 3320 | 0 | 0 | 3300 | 10 | 0.36419 | 0.036419 | 100 | 1 | 1000 | 3.6419 | 0.36419 | 0.036419 | 3.6419 | 1000 | 1000000 | 36.4194 | 3641.9379
INMETRO | VSL100041 | 905963 | 182 | 908200 | 2500 | 2240 | 5010 | 0 | 0 | 5000 | 10 | 0.5519 | 0.05519 | 100 | 1 | 1000 | 5.519 | 0.5519 | 0.05519 | 5.519 | 1000 | 1000000 | 55.1899 | 5518.9892
GUM | VSL100044 | 906107 | 182 | 905500 | 200 | -610 | 540 | 1 | 607 | 1278.2003 | 10 | 0.14107 | 0.014107 | 100 | 1 | 1000 | 1.4107 | 0.14107 | 0.014107 | 1.4107 | 1000 | 1000000 | 14.1065 | 1410.6505
NRCCRM | VSL126730 | 905604 | 182 | 905470 | 6791 | -130 | 13590 | 0 | 0 | 13582 | 10 | 1.4998 | 0.14998 | 100 | 1 | 1000 | 14.9977 | 1.4998 | 0.14998 | 14.9977 | 1000 | 1000000 | 149.9773 | 14997.7253
KRISS | VSL126709 | 906018 | 182 | 905970 | 500 | -50 | 1060 | 0 | 0 | 1000 | 10 | 0.11037 | 0.011037 | 100 | 1 | 1000 | 1.1037 | 0.11037 | 0.011037 | 1.1037 | 1000 | 1000000 | 11.0373 | 1103.7308
Methane, mixture III
Laboratory | Cylinder | xi,ref (µmol/mol) | ui,ref (µmol/mol) Standard Unc. | xi,lab (µmol/mol) | ui,lab (µmol/mol) Standard Unc. | Di (µmol/mol) | U(Di) (µmol/mol) (k=2) Expanded Unc. | Agree with RV? | Deviation (µmol/mol) | Exp. U (µmol/mol) | Transition Point (µmol/mol) | Min Unc at Transition Point (%) | Min Unc at Transition Point (µmol/mol) | Exp. U at LB (%) | LB (µmol/mol) | UB (µmol/mol) | Uncertainty at LB (%) Expanded Unc. | Uncertainty at UB (%) Expanded Unc. | Uncertainty at LB (µmol/mol) Expanded Unc. | Uncertainty at UB (µmol/mol) Expanded Unc. | LB (nmol/mol) | UB (nmol/mol) | Uncertainty at LB (nmol/mol) Expanded Unc. | Uncertainty at UB (nmol/mol) Expanded Unc.
NPL | VSL206333 | 823067 | 170 | 823070 | 290 | 0 | 670 | 0 | 0 | 580 | 10 | 0.070468 | 0.0070468 | 100 | 1 | 1000 | 0.70468 | 0.070468 | 0.0070468 | 0.70468 | 1000 | 1000000 | 7.0468 | 704.6814
SMU | VSL202622 | 822935 | 170 | 824400 | 1250 | 1470 | 2520 | 0 | 0 | 2500 | 10 | 0.30379 | 0.030379 | 100 | 1 | 1000 | 3.0379 | 0.30379 | 0.030379 | 3.0379 | 1000 | 1000000 | 30.3791 | 3037.907
CMI | VSL205133 | 823277 | 170 | 826350 | 2315 | 3070 | 4640 | 0 | 0 | 4630 | 10 | 0.56239 | 0.056239 | 100 | 1 | 1000 | 5.6239 | 0.56239 | 0.056239 | 5.6239 | 1000 | 1000000 | 56.2387 | 5623.8666
VNIIM | VSL202624 | 822844 | 170 | 822970 | 255 | 130 | 610 | 0 | 0 | 510 | 10 | 0.06198 | 0.006198 | 100 | 1 | 1000 | 0.6198 | 0.06198 | 0.006198 | 0.6198 | 1000 | 1000000 | 6.198 | 619.8016
OMH | VSL206344 | 823050 | 170 | 823320 | 74.0741 | 270 | 370 | 0 | 0 | 148.1481 | 10 | 0.018 | 0.0018 | 100 | 1 | 1000 | 0.18 | 0.018 | 0.0018 | 0.18 | 1000 | 1000000 | 1.8 | 179.999
LNE | VSL202614 | 823294 | 170 | 823700 | 1950 | 410 | 3910 | 0 | 0 | 3900 | 10 | 0.47371 | 0.047371 | 100 | 1 | 1000 | 4.7371 | 0.47371 | 0.047371 | 4.7371 | 1000 | 1000000 | 47.3707 | 4737.0684
NMi VSL | VSL300636 | 823169 | 170 | 822900 | 450 | -270 | 960 | 0 | 0 | 900 | 10 | 0.10933 | 0.010933 | 100 | 1 | 1000 | 1.0933 | 0.10933 | 0.010933 | 1.0933 | 1000 | 1000000 | 10.9334 | 1093.3356
CENAM | VSL160258 | 823127 | 170 | 0 | 0 | 0 | 0 | 0 | 0 | 0 | 10 | 0 | 0 | #DIV/0! | 1 | 1000 | 0 | 0 | 0 | 0 | 1000 | 1000000 | 0 | 0
CEM | VSL202677 | 822840 | 170 | 821880 | 1225 | -960 | 2470 | 0 | 0 | 2450 | 10 | 0.29775 | 0.029775 | 100 | 1 | 1000 | 2.9775 | 0.29775 | 0.029775 | 2.9775 | 1000 | 1000000 | 29.7749 | 2977.4926
BAM | VSL205189 | 822942 | 170 | 823190 | 625 | 240 | 1300 | 0 | 0 | 1250 | 10 | 0.15189 | 0.015189 | 100 | 1 | 1000 | 1.5189 | 0.15189 | 0.015189 | 1.5189 | 1000 | 1000000 | 15.1894 | 1518.9406
NMIA | VSL228583 | 822916 | 170 | 822400 | 366.9725 | -520 | 810 | 0 | 0 | 733.945 | 10 | 0.089188 | 0.0089188 | 100 | 1 | 1000 | 0.89188 | 0.089188 | 0.0089188 | 0.89188 | 1000 | 1000000 | 8.9188 | 891.8832
IPQ | VSL220210 | 823531 | 171 | 824300 | 1100 | 770 | 2230 | 0 | 0 | 2200 | 10 | 0.26714 | 0.026714 | 100 | 1 | 1000 | 2.6714 | 0.26714 | 0.026714 | 2.6714 | 1000 | 1000000 | 26.7142 | 2671.4234
INMETRO | VSL202750 | 823041 | 170 | 817400 | 2300 | -5640 | 4610 | 1 | 5641 | 12183.7401 | 10 | 1.4803 | 0.14803 | 100 | 1 | 1000 | 14.8033 | 1.4803 | 0.14803 | 14.8033 | 1000 | 1000000 | 148.0332 | 14803.321
GUM | VSL223562 | 822413 | 170 | 822200 | 600 | -210 | 1250 | 0 | 0 | 1200 | 10 | 0.14591 | 0.014591 | 100 | 1 | 1000 | 1.4591 | 0.14591 | 0.014591 | 1.4591 | 1000 | 1000000 | 14.5912 | 1459.1209
NRCCRM | VSL228668 | 823067 | 170 | 823000 | 6175 | -70 | 12350 | 0 | 0 | 12350 | 10 | 1.5005 | 0.15005 | 100 | 1 | 1000 | 15.0049 | 1.5005 | 0.15005 | 15.0049 | 1000 | 1000000 | 150.0485 | 15004.8538
KRISS | VSL229332 | 823077 | 170 | 823040 | 370 | -40 | 810 | 0 | 0 | 740 | 10 | 0.089907 | 0.0089907 | 100 | 1 | 1000 | 0.89907 | 0.089907 | 0.0089907 | 0.89907 | 1000 | 1000000 | 8.9907 | 899.0653
xprep amount of substance fraction, from preparation (10-2 mol/mol)
uprep uncertainty of xprep (10-2 mol/mol)
uver uncertainty from verification (10-2 mol/mol)
uref uncertainty of reference value (10-2 mol/mol)
xlab result of laboratory (10-2 mol/mol)
Ulab stated uncertainty of laboratory, at 95% level of confidence (10-2 mol/mol)
klab stated coverage factor
Δx difference between laboratory result and reference value (10-2 mol/mol)
k assigned coverage factor for degree of equivalence
U(Δx) Expanded uncertainty of difference Δx, at 95% level of confidence3 (10-2 mol/mol)
Nitrogen, mixture I
Laboratory | Cylinder | xprep | uprep | uver | uref | xlab | Ulab | klab | Δx | k | U(Δx)
NPL | VSL202748 | 4.0103 | 0.00089 | 0.00201 | 0.00219 | 4.008 | 0.005 | 2 | -0.002 | 2 | 0.007
SMU | VSL100039 | 3.9978 | 0.00083 | 0.00201 | 0.00217 | 3.997 | 0.012 | 2 | -0.001 | 2 | 0.013
CMI | VSL100059 | 3.9897 | 0.00083 | 0.00201 | 0.00217 | 4.034 | 0.075 | 2 | 0.044 | 2 | 0.075
VNIIM | VSL126708 | 4.0156 | 0.00081 | 0.00201 | 0.00216 | 4.008 | 0.006 | 2 | -0.008 | 2 | 0.007
OMH | VSL100051 | 4.0016 | 0.00083 | 0.00201 | 0.00217 | 3.9979 | 0.008 | 2.43 | -0.004 | 2 | 0.008
LNE | VSL124466 | 3.9707 | 0.00084 | 0.00201 | 0.00217 | 3.973 | 0.029 | 2 | 0.002 | 2 | 0.029
NMi VSL | VSL226686 | 4.0557 | 0.00089 | 0.00201 | 0.00219 | 4.053 | 0.007 | 2 | -0.003 | 2 | 0.008
CENAM | VSL126717 | 4.024 | 0.00083 | 0.00201 | 0.00217 | 4.03 | 0.046 | 2 | 0.006 | 2 | 0.046
CEM | VSL100066 | 4.0351 | 0.00082 | 0.00201 | 0.00217 | 4.0313 | 0.051 | 2 | -0.004 | 2 | 0.051
BAM | VSL100042 | 4.0218 | 0.00083 | 0.00201 | 0.00217 | 4.0221 | 0.012 | 2 | 0 | 2 | 0.013
NMIA | VSL126712 | 4.0159 | 0.00084 | 0.00201 | 0.00217 | 4.013 | 0.005 | 2.18 | -0.003 | 2 | 0.006
IPQ | VSL100038 | 3.9952 | 0.00083 | 0.00201 | 0.00217 | 3.996 | 0.017 | 2 | 0.001 | 2 | 0.018
INMETRO | VSL100041 | 4.0253 | 0.00083 | 0.00201 | 0.00217 | 4.065 | 0.047 | 2 | 0.04 | 2 | 0.047
GUM | VSL100044 | 3.9989 | 0.00083 | 0.00201 | 0.00217 | 3.991 | 0.04 | 2 | -0.008 | 2 | 0.04
NRCCRM | VSL126730 | 4.0272 | 0.00083 | 0.00201 | 0.00217 | 4.027 | 0.06 | 2 | 0 | 2 | 0.061
KRISS | VSL126709 | 3.9747 | 0.00085 | 0.00201 | 0.00218 | 3.9796 | 0.0093 | 2 | 0.005 | 2 | 0.01
Nitrogen, mixture III
Laboratory | Cylinder | xprep | uprep | uver | uref | xlab | Ulab | klab | Δx | k | U(Δx)
NPL | VSL206333 | 13.5019 | 0.0012 | 0.00675 | 0.00686 | 13.502 | 0.012 | 2 | 0 | 2 | 0.018
SMU | VSL202622 | 13.5049 | 0.0012 | 0.00201 | 0.00233 | 13.523 | 0.054 | 2 | 0.018 | 2 | 0.054
CMI | VSL205133 | 13.4858 | 0.00119 | 0.00201 | 0.00233 | 13.199 | 0.463 | 2 | -0.287 | 2 | 0.463
VNIIM | VSL202624 | 13.5163 | 0.00121 | 0.00201 | 0.00234 | 13.51 | 0.05 | 2 | -0.006 | 2 | 0.05
OMH | VSL206344 | 13.4972 | 0.00118 | 0.00201 | 0.00233 | 13.465 | 0.018 | 2.43 | -0.032 | 2 | 0.016
LNE | VSL202614 | 13.4653 | 0.0012 | 0.00201 | 0.00234 | 13.475 | 0.063 | 2 | 0.01 | 2 | 0.063
NMi VSL | VSL300636 | 13.4881 | 0.00121 | 0.00201 | 0.00234 | 13.476 | 0.017 | 2 | -0.012 | 2 | 0.018
CENAM | VSL160258 | 13.5085 | 0.00122 | 0.00201 | 0.00234 | 13.51 | 0.13 | 2 | 0.001 | 2 | 0.13
CEM | VSL202677 | 13.5184 | 0.00121 | 0.00201 | 0.00234 | 13.472 | 0.11 | 2 | -0.046 | 2 | 0.11
BAM | VSL205189 | 13.5093 | 0.0012 | 0.00201 | 0.00234 | 13.484 | 0.04 | 2 | -0.026 | 2 | 0.041
NMIA | VSL228583 | 13.5062 | 0.00121 | 0.00201 | 0.00234 | 13.5 | 0.03 | 2.18 | -0.006 | 2 | 0.028
IPQ | VSL220210 | 13.4852 | 0.0012 | 0.00201 | 0.00233 | 13.48 | 0.063 | 2 | -0.005 | 2 | 0.063
INMETRO | VSL202750 | 13.4938 | 0.0012 | 0.00201 | 0.00233 | 13.3 | 0.12 | 2 | -0.194 | 2 | 0.12
GUM | VSL223562 | 13.5631 | 0.00119 | 0.00201 | 0.00233 | 13.564 | 0.08 | 2 | 0.001 | 2 | 0.08
NRCCRM | VSL228668 | 13.514 | 0.00121 | 0.00201 | 0.00234 | 13.5 | 0.203 | 2 | -0.014 | 2 | 0.203
KRISS | VSL229332 | 13.5002 | 0.00122 | 0.00201 | 0.00235 | 13.501 | 0.013 | 2 | 0.001 | 2 | 0.014
Carbon dioxide, mixture I
Laboratory | Cylinder | xprep | uprep | uver | uref | xlab | Ulab | klab | Δx | k | U(Δx)
NPL | VSL202748 | 1.001 | 0.00065 | 0.0005 | 0.00082 | 1.0007 | 0.0015 | 2 | -0.0003 | 2 | 0.0022
SMU | VSL100039 | 0.99797 | 0.00012 | 0.0005 | 0.00051 | 0.9981 | 0.005 | 2 | 0.0001 | 2 | 0.0051
CMI | VSL100059 | 1.0013 | 0.00012 | 0.0005 | 0.00052 | 1.002 | 0.007 | 2 | 0.0007 | 2 | 0.0071
VNIIM | VSL126708 | 1.0012 | 0.00012 | 0.0005 | 0.00051 | 0.999 | 0.006 | 2 | -0.0023 | 2 | 0.0061
OMH | VSL100051 | 0.99938 | 0.00012 | 0.0005 | 0.00051 | 0.9983 | 0.003 | 2.37 | -0.0011 | 2 | 0.0027
LNE | VSL124466 | 0.99844 | 0.00012 | 0.0005 | 0.00051 | 0.9981 | 0.0024 | 2 | -0.0003 | 2 | 0.0026
NMi VSL | VSL226686 | 0.99933 | 0.00065 | 0.0005 | 0.00082 | 0.9999 | 0.0027 | 2 | 0.0006 | 2 | 0.0032
CENAM | VSL126717 | 1.001 | 0.00012 | 0.0005 | 0.00051 | 1.001 | 0.0065 | 2 | 0 | 2 | 0.0066
CEM | VSL100066 | 0.99759 | 0.00012 | 0.0005 | 0.00051 | 0.9963 | 0.0064 | 2 | -0.0013 | 2 | 0.0065
BAM | VSL100042 | 0.99847 | 0.00012 | 0.0005 | 0.00051 | 0.9999 | 0.005 | 2 | 0.0014 | 2 | 0.0051
NMIA | VSL126712 | 1.0004 | 0.00012 | 0.0005 | 0.00051 | 1 | 0.002 | 2.18 | -0.0004 | 2 | 0.0021
IPQ | VSL100038 | 0.99929 | 0.00012 | 0.0005 | 0.00051 | 1.01 | 0.01 | 2 | 0.0107 | 2 | 0.0101
INMETRO | VSL100041 | 0.99752 | 0.00012 | 0.0005 | 0.00051 | 1.009 | 0.017 | 2 | 0.0115 | 2 | 0.017
GUM | VSL100044 | 0.99924 | 0.00012 | 0.0005 | 0.00051 | 0.9996 | 0.005 | 2 | 0.0004 | 2 | 0.0051
NRCCRM | VSL126730 | 1.0044 | 0.00012 | 0.0005 | 0.00052 | 1.005 | 0.0151 | 2 | 0.0006 | 2 | 0.0151
KRISS | VSL126709 | 1.0051 | 0.00012 | 0.0005 | 0.00052 | 1.0042 | 0.0057 | 2 | -0.0009 | 2 | 0.0058
Carbon dioxide, mixture III
Laboratory | Cylinder | xprep | uprep | uver | uref | xlab | Ulab | klab | Δx | k | U(Δx)
NPL | VSL206333 | 0.5011 | 0.00034 | 0.00025 | 0.00042 | 0.501 | 0.001 | 2 | 0 | 2 | 0.0012
SMU | VSL202622 | 0.50069 | 0.00034 | 0.00025 | 0.00042 | 0.505 | 0.003 | 2 | 0.0042 | 2 | 0.0026
CMI | VSL205133 | 0.50016 | 0.00034 | 0.00025 | 0.00042 | 0.506 | 0.007 | 2 | 0.0058 | 2 | 0.007
VNIIM | VSL202624 | 0.50092 | 0.00034 | 0.00025 | 0.00042 | 0.499 | 0.002 | 2 | -0.0019 | 2 | 0.0022
OMH | VSL206344 | 0.50087 | 0.00034 | 0.00025 | 0.00042 | 0.501 | 0.002 | 2.32 | 0.0003 | 2 | 0.0015
LNE | VSL202614 | 0.49885 | 0.00034 | 0.00025 | 0.00042 | 0.5 | 0.002 | 2 | 0.0006 | 2 | 0.0022
NMi VSL | VSL300636 | 0.50005 | 0.00034 | 0.00025 | 0.00042 | 0.5 | 0.002 | 2 | 0.0003 | 2 | 0.0022
CENAM | VSL160258 | 0.50151 | 0.00034 | 0.00025 | 0.00042 | 0.502 | 0.004 | 2 | 0.0003 | 2 | 0.0037
CEM | VSL202677 | 0.50027 | 0.00034 | 0.00025 | 0.00042 | 0.498 | 0.008 | 2 | -0.0026 | 2 | 0.008
BAM | VSL205189 | 0.50094 | 0.00034 | 0.00025 | 0.00042 | 0.502 | 0.003 | 2 | 0.0006 | 2 | 0.0026
NMIA | VSL228583 | 0.49899 | 0.00034 | 0.00025 | 0.00042 | 0.499 | 0.001 | 2.18 | -0.0001 | 2 | 0.0015
IPQ | VSL220210 | 0.50301 | 0.00034 | 0.00025 | 0.00042 | 0.501 | 0.009 | 2 | -0.002 | 2 | 0.009
INMETRO | VSL202750 | 0.50022 | 0.00034 | 0.00025 | 0.00042 | 0.508 | 0.01 | 2 | 0.0078 | 2 | 0.01
GUM | VSL223562 | 0.50093 | 0.00034 | 0.00025 | 0.00042 | 0.501 | 0.003 | 2 | -0.0001 | 2 | 0.0031
NRCCRM | VSL228668 | 0.50129 | 0.00034 | 0.00025 | 0.00042 | 0.505 | 0.008 | 2 | 0.004 | 2 | 0.0076
KRISS | VSL229332 | 0.50044 | 0.00034 | 0.00025 | 0.00042 | 0.5003 | 0.0024 | 2 | -0.0001 | 2 | 0.0025
Ethane, mixture I
Laboratory | Cylinder | xprep | uprep | uver | uref | xlab | Ulab | klab | Δx | k | U(Δx)
NPL | VSL202748 | 2.9945 | 0.00081 | 0.0015 | 0.0017 | 2.995 | 0.0066 | 2 | 0.0005 | 2 | 0.0074
SMU | VSL100039 | 2.9875 | 0.00077 | 0.00149 | 0.00168 | 2.976 | 0.012 | 2 | -0.0115 | 2 | 0.0125
CMI | VSL100059 | 2.9938 | 0.00078 | 0.0015 | 0.00169 | 2.962 | 0.03 | 2 | -0.0318 | 2 | 0.0302
VNIIM | VSL126708 | 2.998 | 0.00076 | 0.0015 | 0.00168 | 2.996 | 0.005 | 2 | -0.002 | 2 | 0.006
OMH | VSL100051 | 3.0028 | 0.00078 | 0.0015 | 0.00169 | 2.9999 | 0.0042 | 2.43 | -0.0029 | 2 | 0.0048
LNE | VSL124466 | 3.01 | 0.00078 | 0.0015 | 0.0017 | 3.0099 | 0.0065 | 2 | -0.0001 | 2 | 0.0073
NMi VSL | VSL226686 | 2.9874 | 0.00082 | 0.00149 | 0.0017 | 2.986 | 0.006 | 2 | -0.0014 | 2 | 0.0069
CENAM | VSL126717 | 3.0017 | 0.00078 | 0.0015 | 0.00169 | 2.997 | 0.024 | 2 | -0.0047 | 2 | 0.0242
CEM | VSL100066 | 2.9897 | 0.00077 | 0.00149 | 0.00168 | 2.9873 | 0.017 | 2 | -0.0024 | 2 | 0.0173
BAM | VSL100042 | 2.9864 | 0.00078 | 0.00149 | 0.00168 | 2.9886 | 0.009 | 2 | 0.0022 | 2 | 0.0096
NMIA | VSL126712 | 2.9904 | 0.00078 | 0.0015 | 0.00169 | 2.989 | 0.003 | 2.18 | -0.0014 | 2 | 0.0044
IPQ | VSL100038 | 2.9943 | 0.00078 | 0.0015 | 0.00169 | 2.997 | 0.015 | 2 | 0.0027 | 2 | 0.0154
INMETRO | VSL100041 | 2.9876 | 0.00078 | 0.00149 | 0.00168 | 2.982 | 0.033 | 2 | -0.0055 | 2 | 0.0332
GUM | VSL100044 | 2.9927 | 0.00078 | 0.0015 | 0.00169 | 2.996 | 0.021 | 2 | 0.0033 | 2 | 0.0213
NRCCRM | VSL126730 | 3.0006 | 0.00077 | 0.0015 | 0.00169 | 3.013 | 0.0452 | 2 | 0.0125 | 2 | 0.0453
KRISS | VSL126709 | 3.01 | 0.0008 | 0.00151 | 0.0017 | 3.0069 | 0.006 | 2 | -0.0031 | 2 | 0.0069
Ethane, mixture III
Laboratory | Cylinder | xprep | uprep | uver | uref | xlab | Ulab | klab | Δx | k | U(Δx)
NPL | VSL206333 | 2.9896 | 0.00079 | 0.00149 | 0.00169 | 2.99 | 0.005 | 2 | 0.0004 | 2 | 0.0061
SMU | VSL202622 | 3.0006 | 0.00079 | 0.0015 | 0.0017 | 3.028 | 0.012 | 2 | 0.0274 | 2 | 0.0125
CMI | VSL205133 | 2.9867 | 0.00078 | 0.00149 | 0.00169 | 2.963 | 0.029 | 2 | -0.0237 | 2 | 0.0292
VNIIM | VSL202624 | 2.9982 | 0.0008 | 0.0015 | 0.0017 | 2.996 | 0.01 | 2 | -0.0022 | 2 | 0.0106
OMH | VSL206344 | 2.9966 | 0.00078 | 0.0015 | 0.00169 | 3.001 | 0.004 | 2.43 | 0.004 | 2 | 0.0048
LNE | VSL202614 | 3.0092 | 0.0008 | 0.0015 | 0.0017 | 3.01 | 0.007 | 2 | 0.0003 | 2 | 0.0081
NMi VSL | VSL300636 | 2.9956 | 0.0008 | 0.0015 | 0.0017 | 2.994 | 0.009 | 2 | -0.0015 | 2 | 0.0096
CENAM | VSL160258 | 2.9763 | 0.00081 | 0.00149 | 0.00169 | 2.982 | 0.034 | 2 | 0.0057 | 2 | 0.0342
CEM | VSL202677 | 2.9976 | 0.0008 | 0.0015 | 0.0017 | 2.999 | 0.012 | 2 | 0.0014 | 2 | 0.0125
BAM | VSL205189 | 2.9951 | 0.0008 | 0.0015 | 0.0017 | 2.996 | 0.009 | 2 | 0.0013 | 2 | 0.0096
NMIA | VSL228583 | 3.0058 | 0.00081 | 0.0015 | 0.00171 | 3.004 | 0.004 | 2.18 | -0.0016 | 2 | 0.0052
IPQ | VSL220210 | 2.9551 | 0.00079 | 0.00148 | 0.00167 | 2.959 | 0.016 | 2 | 0.0039 | 2 | 0.0163
INMETRO | VSL202750 | 3.0022 | 0.00079 | 0.0015 | 0.0017 | 2.976 | 0.033 | 2 | -0.0262 | 2 | 0.0332
GUM | VSL223562 | 2.9942 | 0.00078 | 0.0015 | 0.00169 | 2.992 | 0.02 | 2 | -0.0022 | 2 | 0.0203
NRCCRM | VSL228668 | 2.9774 | 0.0008 | 0.00149 | 0.00169 | 2.989 | 0.045 | 2 | 0.0116 | 2 | 0.045
KRISS | VSL229332 | 2.9922 | 0.00082 | 0.0015 | 0.0017 | 2.9922 | 0.0051 | 2 | 0 | 2 | 0.0061
Propane, mixture I
Laboratory | Cylinder | xprep | uprep | uver | uref | xlab | Ulab | klab | Δx | k | U(Δx)
NPL | VSL202748 | 0.99993 | 0.00065 | 0.0005 | 0.00082 | 0.9993 | 0.0013 | 2 | -0.0007 | 2 | 0.0021
SMU | VSL100039 | 0.99868 | 0.00013 | 0.0005 | 0.00052 | 0.9959 | 0.004 | 2 | -0.0028 | 2 | 0.0041
CMI | VSL100059 | 1.001 | 0.00013 | 0.0005 | 0.00052 | 0.997 | 0.032 | 2 | -0.004 | 2 | 0.032
VNIIM | VSL126708 | 1.0024 | 0.00013 | 0.0005 | 0.00052 | 1 | 0.005 | 2 | -0.0024 | 2 | 0.0051
OMH | VSL100051 | 0.99904 | 0.00013 | 0.0005 | 0.00052 | 0.9981 | 0.0012 | 2.37 | -0.0009 | 2 | 0.0014
LNE | VSL124466 | 0.99958 | 0.00013 | 0.0005 | 0.00052 | 0.9981 | 0.003 | 2 | -0.0015 | 2 | 0.0032
NMi VSL | VSL226686 | 0.99825 | 0.00065 | 0.0005 | 0.00082 | 0.999 | 0.003 | 2 | 0.0008 | 2 | 0.0034
CENAM | VSL126717 | 1.0021 | 0.00013 | 0.0005 | 0.00052 | 0.996 | 0.0092 | 2 | -0.0061 | 2 | 0.0093
CEM | VSL100066 | 0.9983 | 0.00013 | 0.0005 | 0.00052 | 0.9983 | 0.0057 | 2 | 0 | 2 | 0.0058
BAM | VSL100042 | 0.99778 | 0.00013 | 0.0005 | 0.00052 | 0.9986 | 0.005 | 2 | 0.0008 | 2 | 0.0051
NMIA | VSL126712 | 1.0028 | 0.00012 | 0.0005 | 0.00052 | 1.002 | 0.002 | 2.18 | -0.0008 | 2 | 0.0021
IPQ | VSL100038 | 0.99999 | 0.00013 | 0.0005 | 0.00052 | 1.0001 | 0.0043 | 2 | 0.0001 | 2 | 0.0044
INMETRO | VSL100041 | 0.99683 | 0.00013 | 0.0005 | 0.00051 | 0.993 | 0.015 | 2 | -0.0038 | 2 | 0.015
GUM | VSL100044 | 0.9989 | 0.00013 | 0.0005 | 0.00052 | 0.9972 | 0.007 | 2 | -0.0017 | 2 | 0.0071
NRCCRM | VSL126730 | 1.0068 | 0.00012 | 0.0005 | 0.00052 | 1.008 | 0.0151 | 2 | 0.0013 | 2 | 0.0152
KRISS | VSL126709 | 1.0074 | 0.00012 | 0.0005 | 0.00052 | 1.0078 | 0.0024 | 2 | 0.0004 | 2 | 0.0026
Propane, mixture III
Laboratory | Cylinder | xprep | uprep | uver | uref | xlab | Ulab | klab | Δx | k | U(Δx)
NPL | VSL206333 | 0.50016 | 0.00034 | 0.00025 | 0.00042 | 0.5 | 0.0007 | 2 | -0.0002 | 2 | 0.0011
SMU | VSL202622 | 0.50016 | 0.00034 | 0.00025 | 0.00042 | 0.5069 | 0.0025 | 2 | 0.0067 | 2 | 0.0026
CMI | VSL205133 | 0.49963 | 0.00034 | 0.00025 | 0.00042 | 0.502 | 0.016 | 2 | 0.0024 | 2 | 0.016
VNIIM | VSL202624 | 0.49998 | 0.00034 | 0.00025 | 0.00042 | 0.499 | 0.003 | 2 | -0.001 | 2 | 0.0031
OMH | VSL206344 | 0.49993 | 0.00033 | 0.00025 | 0.00042 | 0.5006 | 0.0007 | 2.25 | 0.0007 | 2 | 0.001
LNE | VSL202614 | 0.49792 | 0.00033 | 0.00025 | 0.00042 | 0.4983 | 0.0023 | 2 | 0.0004 | 2 | 0.0024
NMi VSL | VSL300636 | 0.49952 | 0.00034 | 0.00025 | 0.00042 | 0.4996 | 0.0015 | 2 | 0.0001 | 2 | 0.0017
CENAM | VSL160258 | 0.50057 | 0.00034 | 0.00025 | 0.00042 | 0.501 | 0.0065 | 2 | 0.0004 | 2 | 0.0066
CEM | VSL202677 | 0.49974 | 0.00034 | 0.00025 | 0.00042 | 0.4982 | 0.0054 | 2 | -0.0015 | 2 | 0.0055
BAM | VSL205189 | 0.50001 | 0.00034 | 0.00025 | 0.00042 | 0.5003 | 0.0025 | 2 | 0.0003 | 2 | 0.0026
NMIA | VSL228583 | 0.49806 | 0.00033 | 0.00025 | 0.00042 | 0.4976 | 0.0014 | 2.18 | -0.0005 | 2 | 0.0015
IPQ | VSL220210 | 0.50248 | 0.00034 | 0.00025 | 0.00042 | 0.5033 | 0.0035 | 2 | 0.0008 | 2 | 0.0036
INMETRO | VSL202750 | 0.49969 | 0.00034 | 0.00025 | 0.00042 | 0.504 | 0.01 | 2 | 0.0043 | 2 | 0.01
GUM | VSL223562 | 0.49999 | 0.00033 | 0.00025 | 0.00042 | 0.5015 | 0.0025 | 2 | 0.0015 | 2 | 0.0026
NRCCRM | VSL228668 | 0.50035 | 0.00034 | 0.00025 | 0.00042 | 0.5026 | 0.0075 | 2 | 0.0022 | 2 | 0.0076
KRISS | VSL229332 | 0.4995 | 0.00034 | 0.00025 | 0.00042 | 0.4999 | 0.0012 | 2 | 0.0004 | 2 | 0.0015
iso-butane, mixture I
Laboratory | Cylinder | xprep | uprep | uver | uref | xlab | Ulab | klab | Δx | k | U(Δx)
NPL | VSL202748 | 0.20029 | 0.000152 | 0.0001 | 0.000182 | 0.2005 | 0.00072 | 2 | 0.0002 | 2 | 0.0008
SMU | VSL100039 | 0.20034 | 6.8e-05 | 0.0001 | 0.000121 | 0.20061 | 0.0008 | 2 | 0.0003 | 2 | 0.0008
CMI | VSL100059 | 0.20103 | 6.9e-05 | 0.000101 | 0.000122 | 0.203 | 0.009 | 2 | 0.002 | 2 | 0.009
VNIIM | VSL126708 | 0.20056 | 6.7e-05 | 0.0001 | 0.000121 | 0.1999 | 0.0016 | 2 | -0.0007 | 2 | 0.0016
OMH | VSL100051 | 0.20065 | 6.8e-05 | 0.0001 | 0.000121 | 0.2003 | 0.0007 | 2.43 | -0.0003 | 2 | 0.0006
LNE | VSL124466 | 0.19999 | 6.7e-05 | 0.0001 | 0.000121 | 0.20037 | 0.00074 | 2 | 0.0004 | 2 | 0.0008
NMi VSL | VSL226686 | 0.19995 | 0.000152 | 0.0001 | 0.000182 | 0.2 | 0.0005 | 2 | 0 | 2 | 0.0006
CENAM | VSL126717 | 0.2005 | 6.8e-05 | 0.0001 | 0.000121 | 0.2 | 0.0017 | 2 | -0.0005 | 2 | 0.0017
CEM | VSL100066 | 0.20026 | 6.8e-05 | 0.0001 | 0.000121 | 0.2001 | 0.0012 | 2 | -0.0002 | 2 | 0.0012
BAM | VSL100042 | 0.19981 | 6.7e-05 | 0.0001 | 0.000121 | 0.2003 | 0.0016 | 2 | 0.0005 | 2 | 0.0016
NMIA | VSL126712 | 0.2007 | 6.8e-05 | 0.0001 | 0.000121 | 0.2005 | 0.001 | 2.18 | -0.0002 | 2 | 0.0009
IPQ | VSL100038 | 0.2006 | 6.8e-05 | 0.0001 | 0.000121 | 0.2001 | 0.0014 | 2 | -0.0005 | 2 | 0.0014
INMETRO | VSL100041 | 0.19962 | 6.7e-05 | 0.0001 | 0.00012 | 0.1962 | 0.0036 | 2 | -0.0034 | 2 | 0.0036
GUM | VSL100044 | 0.20062 | 6.8e-05 | 0.0001 | 0.000121 | 0.1999 | 0.002 | 2 | -0.0007 | 2 | 0.002
NRCCRM | VSL126730 | 0.2015 | 6.8e-05 | 0.000101 | 0.000121 | 0.201 | 0.00302 | 2 | -0.0005 | 2 | 0.003
KRISS | VSL126709 | 0.20163 | 6.8e-05 | 0.000101 | 0.000122 | 0.2019 | 0.0007 | 2 | 0.0003 | 2 | 0.0007
iso-butane, mixture III
Laboratory | Cylinder | xprep | uprep | uver | uref | xlab | Ulab | klab | Δx | k | U(Δx)
NPL | VSL206333 | 0.10028 | 7.8e-05 | 5e-05 | 9.3e-05 | 0.10034 | 0.00043 | 2 | 0.0001 | 2 | 0.0005
SMU | VSL202622 | 0.10002 | 7.8e-05 | 5e-05 | 9.3e-05 | 0.10121 | 0.0004 | 2 | 0.0012 | 2 | 0.0004
CMI | VSL205133 | 0.099912 | 7.8e-05 | 5e-05 | 9.3e-05 | 0.098 | 0.003 | 2 | -0.0019 | 2 | 0.003
VNIIM | VSL202624 | 0.10031 | 7.8e-05 | 5e-05 | 9.3e-05 | 0.0996 | 0.0016 | 2 | -0.0007 | 2 | 0.0016
OMH | VSL206344 | 0.10024 | 7.8e-05 | 5e-05 | 9.3e-05 | 0.1003 | 0.0003 | 2.43 | 0.0001 | 2 | 0.0003
LNE | VSL202614 | 0.099891 | 7.8e-05 | 5e-05 | 9.3e-05 | 0.1 | 0.00042 | 2 | 0.0001 | 2 | 0.0005
NMi VSL | VSL300636 | 0.099889 | 7.8e-05 | 5e-05 | 9.3e-05 | 0.1 | 0.0004 | 2 | 0.0001 | 2 | 0.0004
CENAM | VSL160258 | 0.10042 | 7.9e-05 | 5e-05 | 9.3e-05 | 0.1 | 0.0013 | 2 | -0.0004 | 2 | 0.0013
CEM | VSL202677 | 0.099934 | 7.8e-05 | 5e-05 | 9.3e-05 | 0.0999 | 0.0014 | 2 | 0 | 2 | 0.0014
BAM | VSL205189 | 0.10025 | 7.8e-05 | 5e-05 | 9.3e-05 | 0.1 | 0.0008 | 2 | -0.0002 | 2 | 0.0008
NMIA | VSL228583 | 0.099919 | 7.8e-05 | 5e-05 | 9.3e-05 | 0.0998 | 0.001 | 2.18 | -0.0001 | 2 | 0.0009
IPQ | VSL220210 | 0.10048 | 7.9e-05 | 5e-05 | 9.3e-05 | 0.1003 | 0.0015 | 2 | -0.0002 | 2 | 0.0015
INMETRO | VSL202750 | 0.099923 | 7.8e-05 | 5e-05 | 9.3e-05 | 0.1021 | 0.0031 | 2 | 0.0022 | 2 | 0.0031
GUM | VSL223562 | 0.10025 | 7.8e-05 | 5e-05 | 9.3e-05 | 0.1005 | 0.001 | 2 | 0.0003 | 2 | 0.001
NRCCRM | VSL228668 | 0.10038 | 7.9e-05 | 5e-05 | 9.3e-05 | 0.1002 | 0.0015 | 2 | -0.0002 | 2 | 0.0015
KRISS | VSL229332 | 0.10021 | 7.8e-05 | 5e-05 | 9.3e-05 | 0.1003 | 0.0005 | 2 | 0.0001 | 2 | 0.0005
n-butane, mixture I
Laboratory | Cylinder | xprep | uprep | uver | uref | xlab | Ulab | klab | Δx | k | U(Δx)
NPL | VSL202748 | 0.19941 | 0.000152 | 0.0001 | 0.000181 | 0.19891 | 0.0006 | 2 | -0.0005 | 2 | 0.0007
SMU | VSL100039 | 0.19886 | 6.8e-05 | 9.9e-05 | 0.000121 | 0.19883 | 0.0008 | 2 | 0 | 2 | 0.0008
CMI | VSL100059 | 0.199 | 6.9e-05 | 0.0001 | 0.000121 | 0.204 | 0.01 | 2 | 0.005 | 2 | 0.01
VNIIM | VSL126708 | 0.19869 | 6.7e-05 | 9.9e-05 | 0.00012 | 0.1982 | 0.0016 | 2 | -0.0005 | 2 | 0.0016
OMH | VSL100051 | 0.19862 | 6.8e-05 | 9.9e-05 | 0.000121 | 0.1988 | 0.0007 | 2.43 | 0.0002 | 2 | 0.0006
LNE | VSL124466 | 0.19813 | 6.7e-05 | 9.9e-05 | 0.00012 | 0.1976 | 0.00073 | 2 | -0.0005 | 2 | 0.0008
NMi VSL | VSL226686 | 0.19907 | 0.000151 | 0.0001 | 0.000181 | 0.1993 | 0.0005 | 2 | 0.0002 | 2 | 0.0006
CENAM | VSL126717 | 0.19863 | 6.8e-05 | 9.9e-05 | 0.00012 | 0.199 | 0.0017 | 2 | 0.0004 | 2 | 0.0017
CEM | VSL100066 | 0.19878 | 6.8e-05 | 9.9e-05 | 0.000121 | 0.1987 | 0.0012 | 2 | -0.0001 | 2 | 0.0012
BAM | VSL100042 | 0.19676 | 6.7e-05 | 9.8e-05 | 0.000119 | 0.1967 | 0.00157 | 2 | -0.0001 | 2 | 0.0016
NMIA | VSL126712 | 0.19808 | 6.8e-05 | 9.9e-05 | 0.00012 | 0.1978 | 0.001 | 2.18 | -0.0003 | 2 | 0.0009
IPQ | VSL100038 | 0.19912 | 6.8e-05 | 0.0001 | 0.000121 | 0.1985 | 0.0016 | 2 | -0.0006 | 2 | 0.0016
INMETRO | VSL100041 | 0.19657 | 6.7e-05 | 9.8e-05 | 0.000119 | 0.1978 | 0.0033 | 2 | 0.0012 | 2 | 0.0033
GUM | VSL100044 | 0.19859 | 6.8e-05 | 9.9e-05 | 0.000121 | 0.2008 | 0.005 | 2 | 0.0022 | 2 | 0.005
NRCCRM | VSL126730 | 0.19887 | 6.8e-05 | 9.9e-05 | 0.00012 | 0.199 | 0.00299 | 2 | 0.0001 | 2 | 0.003
KRISS | VSL126709 | 0.199 | 6.8e-05 | 9.9e-05 | 0.00012 | 0.1991 | 0.0007 | 2 | 0.0001 | 2 | 0.0007
n-butane, mixture III
Laboratory | Cylinder | xprep | uprep | uver | uref | xlab | Ulab | klab | Δx | k | U(Δx)
NPL | VSL206333 | 0.099917 | 7.8e-05 | 0.0001 | 0.000127 | 0.09969 | 0.00036 | 2 | -0.0002 | 2 | 0.0004
SMU | VSL202622 | 0.0998 | 7.8e-05 | 0.0001 | 0.000127 | 0.10077 | 0.0005 | 2 | 0.001 | 2 | 0.0006
CMI | VSL205133 | 0.099695 | 7.8e-05 | 0.0001 | 0.000127 | 0.097 | 0.004 | 2 | -0.0027 | 2 | 0.004
VNIIM | VSL202624 | 0.099523 | 7.8e-05 | 0.0001 | 0.000126 | 0.1 | 0.0013 | 2 | 0.0005 | 2 | 0.0013
OMH | VSL206344 | 0.099872 | 7.8e-05 | 0.0001 | 0.000127 | 0.1002 | 0.0004 | 2.43 | 0.0003 | 2 | 0.0004
LNE | VSL202614 | 0.099112 | 7.8e-05 | 9.9e-05 | 0.000126 | 0.09937 | 0.00046 | 2 | 0.0003 | 2 | 0.0005
NMi VSL | VSL300636 | 0.099672 | 7.8e-05 | 0.0001 | 0.000127 | 0.0998 | 0.0003 | 2 | 0.0001 | 2 | 0.0004
CENAM | VSL160258 | 0.099641 | 7.8e-05 | 0.0001 | 0.000127 | 0.0997 | 0.0012 | 2 | 0.0001 | 2 | 0.0012
CEM | VSL202677 | 0.099716 | 7.8e-05 | 0.0001 | 0.000127 | 0.0996 | 0.0014 | 2 | -0.0001 | 2 | 0.0014
BAM | VSL205189 | 0.099886 | 7.8e-05 | 0.0001 | 0.000127 | 0.0996 | 0.0008 | 2 | -0.0003 | 2 | 0.0008
NMIA | VSL228583 | 0.09914 | 7.8e-05 | 9.9e-05 | 0.000126 | 0.0991 | 0.0011 | 2.18 | 0 | 2 | 0.001
IPQ | VSL220210 | 0.10026 | 7.8e-05 | 0.0001 | 0.000127 | 0.1003 | 0.0014 | 2 | 0 | 2 | 0.0014
INMETRO | VSL202750 | 0.099706 | 7.8e-05 | 0.0001 | 0.000127 | 0.1026 | 0.0026 | 2 | 0.0029 | 2 | 0.0026
GUM | VSL223562 | 0.099883 | 7.8e-05 | 0.0001 | 0.000127 | 0.0999 | 0.001 | 2 | 0 | 2 | 0.001
NRCCRM | VSL228668 | 0.099597 | 7.8e-05 | 0.0001 | 0.000127 | 0.0997 | 0.0015 | 2 | 0.0001 | 2 | 0.0015
KRISS | VSL229332 | 0.099428 | 7.8e-05 | 9.9e-05 | 0.000126 | 0.0996 | 0.0004 | 2 | 0.0002 | 2 | 0.0005
Methane, mixture I
Laboratory | Cylinder | xprep | uprep | uver | uref | xlab | Ulab | klab | Δx | k | U(Δx)
NPL | VSL202748 | 90.5943 | 0.009 | 0.0181 | 0.0202 | 90.598 | 0.0634 | 2 | 0.004 | 2 | 0.075
SMU | VSL100039 | 90.6185 | 0.0012 | 0.0181 | 0.0182 | 90.71 | 0.27 | 2 | 0.092 | 2 | 0.272
CMI | VSL100059 | 90.6138 | 0.0012 | 0.0181 | 0.0182 | 90.597 | 0.615 | 2 | -0.017 | 2 | 0.616
VNIIM | VSL126708 | 90.5831 | 0.0012 | 0.0181 | 0.0182 | 90.599 | 0.012 | 2 | 0.016 | 2 | 0.038
OMH | VSL100051 | 90.5975 | 0.0012 | 0.0181 | 0.0182 | 90.6067 | 0.0102 | 2.43 | 0.009 | 2 | 0.037
LNE | VSL124466 | 90.6227 | 0.0012 | 0.0181 | 0.0182 | 90.68 | 0.6 | 2 | 0.057 | 2 | 0.601
NMi VSL | VSL226686 | 90.5599 | 0.009 | 0.0181 | 0.0202 | 90.53 | 0.11 | 2 | -0.03 | 2 | 0.117
CENAM | VSL126717 | 90.5717 | 0.0012 | 0.0181 | 0.0182 |  |  | 2
CEM | VSL100066 | 90.5799 | 0.0012 | 0.0181 | 0.0182 | 90.528 | 0.431 | 2 | -0.052 | 2 | 0.433
BAM | VSL100042 | 90.5986 | 0.0012 | 0.0181 | 0.0182 | 90.5938 | 0.0906 | 2 | -0.005 | 2 | 0.098
NMIA | VSL126712 | 90.5914 | 0.0012 | 0.0181 | 0.0182 | 90.55 | 0.05 | 2.18 | -0.041 | 2 | 0.059
IPQ | VSL100038 | 90.6111 | 0.0012 | 0.0181 | 0.0182 | 90.51 | 0.33 | 2 | -0.101 | 2 | 0.332
INMETRO | VSL100041 | 90.5963 | 0.0012 | 0.0181 | 0.0182 | 90.82 | 0.5 | 2 | 0.224 | 2 | 0.501
GUM | VSL100044 | 90.6107 | 0.0012 | 0.0181 | 0.0182 | 90.55 | 0.04 | 2 | -0.061 | 2 | 0.054
NRCCRM | VSL126730 | 90.5604 | 0.0012 | 0.0181 | 0.0182 | 90.547 | 1.3582 | 2 | -0.013 | 2 | 1.359
KRISS | VSL126709 | 90.6018 | 0.0012 | 0.0181 | 0.0182 | 90.597 | 0.1 | 2 | -0.005 | 2 | 0.106
Methane, mixture III
Laboratory | Cylinder | xprep | uprep | uver | uref | xlab | Ulab | klab | Δx | k | U(Δx)
NPL | VSL206333 | 82.3067 | 0.0044 | 0.0165 | 0.017 | 82.307 | 0.058 | 2 | 0 | 2 | 0.067
SMU | VSL202622 | 82.2935 | 0.0044 | 0.0165 | 0.017 | 82.44 | 0.25 | 2 | 0.147 | 2 | 0.252
CMI | VSL205133 | 82.3277 | 0.0044 | 0.0165 | 0.017 | 82.635 | 0.463 | 2 | 0.307 | 2 | 0.464
VNIIM | VSL202624 | 82.2844 | 0.0044 | 0.0165 | 0.017 | 82.297 | 0.051 | 2 | 0.013 | 2 | 0.061
OMH | VSL206344 | 82.305 | 0.0044 | 0.0165 | 0.017 | 82.332 | 0.018 | 2.43 | 0.027 | 2 | 0.037
LNE | VSL202614 | 82.3294 | 0.0044 | 0.0165 | 0.017 | 82.37 | 0.39 | 2 | 0.041 | 2 | 0.391
NMi VSL | VSL300636 | 82.3169 | 0.0044 | 0.0165 | 0.017 | 82.29 | 0.09 | 2 | -0.027 | 2 | 0.096
CENAM | VSL160258 | 82.3127 | 0.0044 | 0.0165 | 0.017 |  |  | 2
CEM | VSL202677 | 82.284 | 0.0044 | 0.0165 | 0.017 | 82.188 | 0.245 | 2 | -0.096 | 2 | 0.247
BAM | VSL205189 | 82.2942 | 0.0044 | 0.0165 | 0.017 | 82.319 | 0.125 | 2 | 0.024 | 2 | 0.13
NMIA | VSL228583 | 82.2916 | 0.0044 | 0.0165 | 0.017 | 82.24 | 0.08 | 2.18 | -0.052 | 2 | 0.081
IPQ | VSL220210 | 82.3531 | 0.0044 | 0.0165 | 0.0171 | 82.43 | 0.22 | 2 | 0.077 | 2 | 0.223
INMETRO | VSL202750 | 82.3041 | 0.0044 | 0.0165 | 0.017 | 81.74 | 0.46 | 2 | -0.564 | 2 | 0.461
GUM | VSL223562 | 82.2413 | 0.0044 | 0.0164 | 0.017 | 82.22 | 0.12 | 2 | -0.021 | 2 | 0.125
NRCCRM | VSL228668 | 82.3067 | 0.0044 | 0.0165 | 0.017 | 82.3 | 1.235 | 2 | -0.007 | 2 | 1.235
KRISS | VSL229332 | 82.3077 | 0.0044 | 0.0165 | 0.017 | 82.304 | 0.074 | 2 | -0.004 | 2 | 0.081
Writer & Reviewer :
Put Amount Fraction Range in micro-mol/mol on yellow cells

## CCQM-K26a
CCQM-K26a | [8 empty] | Transition Point | 10 | µmol/mol |  | Ver 1.1 (2021/12/22)
NO / N2 : 700 nmol/mol | [8 empty] | Transition Point 2 | 1 | µmol/mol |  | made by Takuya Shimosaka (NMIJ/AIST)
Please use this template at your own risk
Support to CMCs
NO
Laboratory | Cylinder | xi,ref (µmol/mol) | ui,ref (µmol/mol) Standard Unc. | xi,lab (µmol/mol) | ui,lab (µmol/mol) Standard Unc. | Di (µmol/mol) | U(Di) (µmol/mol) (k=2) Expanded Unc. | Agree with RV? | Deviation (µmol/mol) | Exp. U (µmol/mol) | Transition Point (µmol/mol) | Minimum Uncertainty(%) (>10umol/mol) | Min Unc at Transition Point (µmol/mol) | Exp. U at LB (%) | LB (µmol/mol) | UB (µmol/mol) | Uncertainty at LB (%) Expanded Unc. | Uncertainty at UB (%) Expanded Unc. | Uncertainty at LB (µmol/mol) | Uncertainty at UB (µmol/mol) | LB (nmol/mol) | UB (nmol/mol) | Uncertainty at LB (nmol/mol) | Uncertainty at UB (nmol/mol)
CENAM | 22402 | 0.7188 | 0.00057 | 0.727 | 0.003 | 0.0082 | 0.0061 | 1 | 0.0082 | 0.017463 | 0.7188 | 2.4295 | 0.017463 | 100 | 1 | 1000 | 2.4295 | 2.4295 | 0.024295 | 24.2948 | 1000 | 1000000 | 24.2948 | 24294.8024
CERI/NMIJ | 22492 | 0.7194 | 0.00056 | 0.7177 | 0.0023 | -0.0017 | 0.0047 | 0 | 0 | 0.0046 | 0.7194 | 0.63942 | 0.0046 | 100 | 1 | 1000 | 0.63942 | 0.63942 | 0.0063942 | 6.3942 | 1000 | 1000000 | 6.3942 | 6394.2174
CHMI | 22418 | 0.7185 | 0.00069 | 0.7158 | 0.00375 | -0.0027 | 0.0076 | 0 | 0 | 0.0075 | 0.7185 | 1.0438 | 0.0075 | 100 | 1 | 1000 | 1.0438 | 1.0438 | 0.010438 | 10.4384 | 1000 | 1000000 | 10.4384 | 10438.4134
FMI | 22416 | 0.7253 | 0.00094 | 0.7211 | 0.00577 | -0.0042 | 0.0117 | 0 | 0 | 0.01154 | 0.7253 | 1.5911 | 0.01154 | 100 | 1 | 1000 | 1.5911 | 1.5911 | 0.015911 | 15.9107 | 1000 | 1000000 | 15.9107 | 15910.6577
JRC | 22496 | 0.7189 | 0.00075 | 0.7278 | 0.00145 | 0.0089 | 0.0033 | 1 | 0.0089 | 0.018035 | 0.7189 | 2.5087 | 0.018035 | 100 | 1 | 1000 | 2.5087 | 2.5087 | 0.025087 | 25.0865 | 1000 | 1000000 | 25.0865 | 25086.5055
KRISS | 22423 | 0.7121 | 0.00069 | 0.7132 | 0.00435 | 0.0011 | 0.0088 | 0 | 0 | 0.0087 | 0.7121 | 1.2217 | 0.0087 | 100 | 1 | 1000 | 1.2217 | 1.2217 | 0.012217 | 12.2174 | 1000 | 1000000 | 12.2174 | 12217.3852
LNE | 22422 | 0.7252 | 0.0006 | 0.7257 | 0.0029 | 0.0005 | 0.0059 | 0 | 0 | 0.0058 | 0.7252 | 0.79978 | 0.0058 | 100 | 1 | 1000 | 0.79978 | 0.79978 | 0.0079978 | 7.9978 | 1000 | 1000000 | 7.9978 | 7997.7937
NIST | 22396 | 0.7173 | 0.00084 | 0.715 | 0.0035 | -0.0023 | 0.0072 | 0 | 0 | 0.007 | 0.7173 | 0.97588 | 0.007 | 100 | 1 | 1000 | 0.97588 | 0.97588 | 0.0097588 | 9.7588 | 1000 | 1000000 | 9.7588 | 9758.8178
NMi | 22414 | 0.7202 | 0.00064 | 0.7181 | 0.004 | -0.0021 | 0.0081 | 0 | 0 | 0.008 | 0.7202 | 1.1108 | 0.008 | 100 | 1 | 1000 | 1.1108 | 1.1108 | 0.011108 | 11.108 | 1000 | 1000000 | 11.108 | 11108.0255
NPL | 22412 | 0.7227 | 0.00061 | 0.72227 | 0.0013 | -0.0005 | 0.0029 | 0 | 0 | 0.0026 | 0.7227 | 0.35976 | 0.0026 | 100 | 1 | 1000 | 0.35976 | 0.35976 | 0.0035976 | 3.5976 | 1000 | 1000000 | 3.5976 | 3597.62
UBA(D) | 22411 | 0.7105 | 0.00063 | 0.7138 | 0.00291 | 0.0033 | 0.006 | 0 | 0 | 0.00582 | 0.7105 | 0.81914 | 0.00582 | 100 | 1 | 1000 | 0.81914 | 0.81914 | 0.0081914 | 8.1914 | 1000 | 1000000 | 8.1914 | 8191.4145
VNIIM | 22403 | 0.7139 | 0.00072 | 0.7113 | 0.00462 | -0.00263 | 0.0094 | 0 | 0 | 0.00924 | 0.7139 | 1.2943 | 0.00924 | 100 | 1 | 1000 | 1.2943 | 1.2943 | 0.012943 | 12.943 | 1000 | 1000000 | 12.943 | 12942.9892
Table 5 – Results submitted by the participating laboratories
Laboratory | Cylinder number | x i nmol/mol | u i nmol/mol | z T nmol/mol |  nmol/mol | u grav nmol/mol | u (zT) nmol/mol | D i nmol/mol | U(D i) nmol/mol
CENAM | 22402 | 727 | 3 | 718.8 | 1.3 | 0.1 | 0.57 | 8.2 | 6.1
CERI/NMIJ | 22492 | 717.7 | 2.3 | 719.4 | 1.4 | 0.1 | 0.56 | -1.7 | 4.7
CHMI | 22418 | 715.8 | 3.75 | 718.5 | 1.7 | 0.1 | 0.69 | -2.7 | 7.6
FMI | 22416 | 721.1 | 5.77 | 725.3 | 2.3 | 0.1 | 0.94 | -4.2 | 11.7
JRC | 22496 | 727.8 | 1.45 | 718.9 | 1.8 | 0.1 | 0.75 | 8.9 | 3.3
KRISS | 22423 | 713.2 | 4.35 | 712.1 | 1.7 | 0.1 | 0.69 | 1.1 | 8.8
LNE | 22422 | 725.7 | 2.9 | 725.2 | 1.5 | 0.1 | 0.6 | 0.5 | 5.9
NIST | 22396 | 715 | 3.5 | 717.3 | 2.1 | 0.1 | 0.84 | -2.3 | 7.2
NMi | 22414 | 718.1 | 4 | 720.2 | 1.6 | 0.1 | 0.64 | -2.1 | 8.1
NPL | 22412 | 722.27 | 1.3 | 722.7 | 1.5 | 0.1 | 0.61 | -0.5 | 2.9
UBA(D) | 22411 | 713.8 | 2.91 | 710.5 | 1.5 | 0.1 | 0.63 | 3.3 | 6
VNIIM | 22403 | 711.3 | 4.62 | 713.9 | 1.8 | 0.1 | 0.72 | -2.63 | 9.4
Pilot study
METAS | 22520 | 714.3 | 2.2 | 712.6 | 1.42 | 0.2 | 0.58
Writer & Reviewer :
Put Amount Fraction Range in micro-mol/mol on yellow cells
Writer & Reviewer :
Put Amount Fraction Range in micro-mol/mol on yellow cells

## CCQM-K26b
CCQM-K26b | [8 empty] | Transition Point | 10 | µmol/mol |  | Ver 1.1 (2021/12/22)
SO2 / air at 300 nmol/mol level. | [8 empty] | Transition Point 2 | 1 | µmol/mol |  | made by Takuya Shimosaka (NMIJ/AIST)
Please use this template at your own risk
Support to CMCs
SO2
Laboratory | Cylinder | xi,ref (µmol/mol) | ui,ref (µmol/mol) Standard Unc. | xi,lab (µmol/mol) | ui,lab (µmol/mol) Standard Unc. | Di (µmol/mol) | U(Di) (µmol/mol) (k=2) Expanded Unc. | Agree with RV? | Deviation (µmol/mol) | Exp. U (µmol/mol) | Transition Point (µmol/mol) | Minimum Uncertainty(%) (>10umol/mol) | Min Unc at Transition Point (µmol/mol) | Exp. U at LB (%) | LB (µmol/mol) | UB (µmol/mol) | Uncertainty at LB (%) Expanded Unc. | Uncertainty at UB (%) Expanded Unc. | Uncertainty at LB (µmol/mol) | Uncertainty at UB (µmol/mol) | LB (nmol/mol) | UB (nmol/mol) | Uncertainty at LB (nmol/mol) | Uncertainty at UB (nmol/mol)
CERI/NMIJ | CPB-19107 | 0.2707 | 0.00141 | 0.2778 | 0.0031 | 0.0071 | 0.0068 | 1 | 0.0071 | 0.015495 | 0.2707 | 5.7239 | 0.015495 | 100 | 1 | 1000 | 5.7239 | 5.7239 | 0.057239 | 57.2387 | 1000 | 1000000 | 57.2387 | 57238.6966
CHMI | 172468 | 0.2848 | 0.00141 | 0.2852 | 0.0023 | 0.0004 | 0.0054 | 0 | 0 | 0.0046 | 0.2848 | 1.6152 | 0.0046 | 100 | 1 | 1000 | 1.6152 | 1.6152 | 0.016152 | 16.1517 | 1000 | 1000000 | 16.1517 | 16151.6854
FMI | 172505 | 0.2777 | 0.00141 | 0.2738 | 0.00219 | -0.0039 | 0.0052 | 0 | 0 | 0.00438 | 0.2777 | 1.5772 | 0.00438 | 100 | 1 | 1000 | 1.5772 | 1.5772 | 0.015772 | 15.7724 | 1000 | 1000000 | 15.7724 | 15772.4163
IPQ | 172472 | 0.2758 | 0.00142 | 0.2619 | 0.00255 | -0.0139 | 0.0058 | 1 | 0.0139 | 0.028264 | 0.2758 | 10.248 | 0.028264 | 100 | 1 | 1000 | 10.248 | 10.248 | 0.10248 | 102.4798 | 1000 | 1000000 | 102.4798 | 102479.8209
DG-JRC IES | 172698 | 0.2864 | 0.00146 | 0.2845 | 0.00145 | -0.0019 | 0.0041 | 0 | 0 | 0.0029 | 0.2864 | 1.0126 | 0.0029 | 100 | 1 | 1000 | 1.0126 | 1.0126 | 0.010126 | 10.1257 | 1000 | 1000000 | 10.1257 | 10125.6983
KRISS | 172469 | 0.2692 | 0.00142 | 0.2751 | 0.0015 | 0.0059 | 0.0041 | 1 | 0.0059 | 0.012175 | 0.2692 | 4.5228 | 0.012175 | 100 | 1 | 1000 | 4.5228 | 4.5228 | 0.045228 | 45.228 | 1000 | 1000000 | 45.228 | 45228.0275
LNE | 172509 | 0.2883 | 0.00143 | 0.2827 | 0.00145 | -0.0056 | 0.0041 | 1 | 0.0056 | 0.011569 | 0.2883 | 4.013 | 0.011569 | 100 | 1 | 1000 | 4.013 | 4.013 | 0.04013 | 40.1296 | 1000 | 1000000 | 40.1296 | 40129.5736
NIST | 172500 | 0 | 0 | #VALUE! | #VALUE! | 0 | 0 | 0 | #VALUE! | #VALUE! | 0 | #VALUE! | #VALUE! | #VALUE! | 1 | 1000 | #VALUE! | #VALUE! | #VALUE! | #VALUE! | 1000 | 1000000 | #VALUE! | #VALUE!
NMi | 172508 | 0.276 | 0.00143 | 0.27516 | 0.0015 | -0.0008 | 0.0041 | 0 | 0 | 0.003 | 0.276 | 1.087 | 0.003 | 100 | 1 | 1000 | 1.087 | 1.087 | 0.01087 | 10.8696 | 1000 | 1000000 | 10.8696 | 10869.5652
NPL | 172506 | 0.2792 | 0.00143 | 0.28001 | 0.00144 | 0.0008 | 0.0041 | 0 | 0 | 0.00288 | 0.2792 | 1.0315 | 0.00288 | 100 | 1 | 1000 | 1.0315 | 1.0315 | 0.010315 | 10.3152 | 1000 | 1000000 | 10.3152 | 10315.1862
UBA(D) | 172473 | 0.2793 | 0.00145 | 0.282 | 0.0028 | 0.0027 | 0.0063 | 0 | 0 | 0.0056 | 0.2793 | 2.005 | 0.0056 | 100 | 1 | 1000 | 2.005 | 2.005 | 0.02005 | 20.0501 | 1000 | 1000000 | 20.0501 | 20050.1253
VNIIM | 172467 | 0.2685 | 0.00142 | 0.2604 | 0.00223 | -0.0081 | 0.0053 | 1 | 0.0081 | 0.016803 | 0.2685 | 6.258 | 0.016803 | 100 | 1 | 1000 | 6.258 | 6.258 | 0.06258 | 62.58 | 1000 | 1000000 | 62.58 | 62579.985
Laboratory | Cylinder number | Xi nmol/mol | ui nmol/mol | Zr nmol/mol | - (Y nmol/mol | u(primary) nmol/mol | u(z r) nmol/mol | Di nmol/mol | U(Di) nmol/mol
CERI/NMIJ | CPB-19107 | 277.8 | 3.1 | 270.7 | 0.5 | 1.4 | 1.41 | 7.1 | 6.8
CHMI | 172468 | 285.2 | 2.3 | 284.8 | 0.5 | 1.4 | 1.41 | 0.4 | 5.4
FMI | 172505 | 273.8 | 2.19 | 277.7 | 0.41 | 1.4 | 1.41 | -3.9 | 5.2
IPQ | 172472 | 261.9 | 2.55 | 275.8 | 0.57 | 1.4 | 1.42 | -13.9 | 5.8
DG-JRC IES | 172698 | 284.5 | 1.45 | 286.4 | 0.97 | 1.4 | 1.46 | -1.9 | 4.1
KRISS | 172469 | 275.1 | 1.5 | 269.2 | 0.6 | 1.4 | 1.42 | 5.9 | 4.1
LNE | 172509 | 282.7 | 1.45 | 288.3 | 0.7 | 1.4 | 1.43 | -5.6 | 4.1
NIST | 172500 | no data | no data
NMi | 172508 | 275.16 | 1.5 | 276 | 0.67 | 1.4 | 1.43 | -0.8 | 4.1
NPL | 172506 | 280.01 | 1.44 | 279.2 | 0.7 | 1.4 | 1.43 | 0.8 | 4.1
UBA(D) | 172473 | 282 | 2.8 | 279.3 | 0.92 | 1.4 | 1.45 | 2.7 | 6.3
VNIIM | 172467 | 260.4 | 2.23 | 268.5 | 0.55 | 1.4 | 1.42 | -8.1 | 5.3
Pilot study
UBA(A) | 172703 | 279 | 2 | 275.5 | 0.6 | 1.4 | 1.42
Writer & Reviewer :
Put Amount Fraction Range in micro-mol/mol on yellow cells
Writer & Reviewer :
Put Amount Fraction Range in micro-mol/mol on yellow cells

## CCQM-K41.2017
CCQM-K41.2017 | [8 empty] | Transition Point | 10 | µmol/mol |  | Ver 1.1 (2021/12/22)
H2S/N2 at 10 umol/mol | [8 empty] | Transition Point 2 | 1 | µmol/mol |  | made by Takuya Shimosaka (NMIJ/AIST)
Please use this template at your own risk
Support to CMCs
This key comparison can be used to assess Calibration and Measurement Capabilities (CMCs) for hydrogen sulfide in nitrogen or air,
at an amount of substance fraction between 1 μmol/mol and 500 μmol/mol.
Detailed CMC claims regarding how far the light shines follows “CCQM-GAWG strategy for comparisons and CMC claims”.
f
H2S
Laboratory | Cylinder | xi,ref (µmol/mol) | ui,ref (µmol/mol) Standard Unc. | xi,lab (µmol/mol) | ui,lab (µmol/mol) Standard Unc. | Di (µmol/mol) | U(Di) (µmol/mol) (k=2) Expanded Unc. | Agree with RV? | Deviation (µmol/mol) | Exp. U (µmol/mol) | Transition Point (µmol/mol) | Minimum Uncertainty(%) (>10umol/mol) | Min Unc at Transition Point (µmol/mol) | Exp. U at LB (%) | LB (µmol/mol) | UB (µmol/mol) | Uncertainty at LB (%) Expanded Unc. | Uncertainty at UB (%) Expanded Unc. | Uncertainty at LB (µmol/mol) | Uncertainty at UB (µmol/mol) | LB (nmol/mol) | UB (nmol/mol) | Uncertainty at LB (nmol/mol) | Uncertainty at UB (nmol/mol)
NIM | D249362 | 10.274 | 0.082 | 10.097 | 0.039 | -0.177 | 0.182 | 0 | 0 | 0.078 | 10 | 0.7592 | 0.07592 | 100 | 1 | 1000 | 7.592 | 0.7592 | 0.07592 | 7.592 | 1000 | 1000000 | 75.9198 | 7591.9798
IPQ | D249395 | 10.083 | 0.081 | 10.08 | 0.1 | -0.003 | 0.257 | 0 | 0 | 0.2 | 10 | 1.9835 | 0.19835 | 100 | 1 | 1000 | 19.8354 | 1.9835 | 0.19835 | 19.8354 | 1000 | 1000000 | 198.3537 | 19835.3665
VNIIM | D249138 | 9.928 | 0.08 | 10.03 | 0.045 | 0.102 | 0.183 | 0 | 0 | 0.09 | 10 | 0.9 | 0.09 | 100 | 1 | 1000 | 9 | 0.9 | 0.09 | 9 | 1000 | 1000000 | 90 | 9000
BFKH | D249235 | 10.205 | 0.082 | 10.37 | 0.18 | 0.165 | 0.395 | 0 | 0 | 0.36 | 10 | 3.5277 | 0.35277 | 100 | 1 | 1000 | 35.2768 | 3.5277 | 0.35277 | 35.2768 | 1000 | 1000000 | 352.7683 | 35276.8251
NMIA | D249400 | 10.407 | 0.083 | 10.43 | 0.15 | 0.023 | 0.343 | 0 | 0 | 0.3 | 10 | 2.8827 | 0.28827 | 100 | 1 | 1000 | 28.8268 | 2.8827 | 0.28827 | 28.8268 | 1000 | 1000000 | 288.2675 | 28826.7512
NPL | D249363 | 10.396 | 0.083 | 10.29 | 0.05 | -0.106 | 0.194 | 0 | 0 | 0.1 | 10 | 0.96191 | 0.096191 | 100 | 1 | 1000 | 9.6191 | 0.96191 | 0.096191 | 9.6191 | 1000 | 1000000 | 96.1908 | 9619.0843
NMISA | D249086 | 10.359 | 0.083 | 10.329 | 0.046 | -0.03 | 0.19 | 0 | 0 | 0.092 | 10 | 0.88812 | 0.088812 | 100 | 1 | 1000 | 8.8812 | 0.88812 | 0.088812 | 8.8812 | 1000 | 1000000 | 88.8117 | 8881.1661
KRISS | D249196 | 10.368 | 0.083 | 10.37 | 0.042 | 0.002 | 0.186 | 0 | 0 | 0.084 | 10 | 0.81019 | 0.081019 | 100 | 1 | 1000 | 8.1019 | 0.81019 | 0.081019 | 8.1019 | 1000 | 1000000 | 81.0185 | 8101.8519
VSL | D249388 | 10.055 | 0.081 | 10.053 | 0.03 | -0.002 | 0.172 | 0 | 0 | 0.06 | 10 | 0.59672 | 0.059672 | 100 | 1 | 1000 | 5.9672 | 0.59672 | 0.059672 | 5.9672 | 1000 | 1000000 | 59.6718 | 5967.1805
NMI* | Cylinder | 𝑥𝑖,KCRV | 𝑢(𝑥𝑖,KCRV) | 𝑥𝑖,lab | 𝑢(𝑥𝑖,lab) | di | U(di), k =2
NIM | D249362 | 10.274 | 0.082 | 10.097 | 0.039 | -0.177 | 0.182
IPQ | D249395 | 10.083 | 0.081 | 10.08 | 0.1 | -0.003 | 0.257
VNIIM | D249138 | 9.928 | 0.08 | 10.03 | 0.045 | 0.102 | 0.183
BFKH | D249235 | 10.205 | 0.082 | 10.37 | 0.18 | 0.165 | 0.395
NMIA | D249400 | 10.407 | 0.083 | 10.43 | 0.15 | 0.023 | 0.343
NPL | D249363 | 10.396 | 0.083 | 10.29 | 0.05 | -0.106 | 0.194
NMISA | D249086 | 10.359 | 0.083 | 10.329 | 0.046 | -0.03 | 0.19
KRISS | D249196 | 10.368 | 0.083 | 10.37 | 0.042 | 0.002 | 0.186
VSL | D249388 | 10.055 | 0.081 | 10.053 | 0.03 | -0.002 | 0.172
Writer & Reviewer :
Put Amount Fraction Range in micro-mol/mol on yellow cells
Writer & Reviewer :
Put Amount Fraction Range in micro-mol/mol on yellow cells
Writer & Reviewer :
Put Amount Fraction Range in micro-mol/mol on yellow cells

## CCQM-K51
CCQM-K51 | [8 empty] | Transition Point | 10 | µmol/mol |  | Ver 1.1 (2021/12/22)
CO / N2 at 5 umol/mol level | [8 empty] | Transition Point 2 | 1 | µmol/mol |  | made by Takuya Shimosaka (NMIJ/AIST)
Please use this template at your own risk
Support to CMCs
This document describes the protocol for a key comparison for carbon monoxide in nitrogen. The nominal amount-of-substance fraction was 5 µmol.mol-1.
This key comparison aims to support CMC claims for carbon monoxide from 1 µmol.mol-1 and higher in a nitrogen matrix.
This key comparison can also be used to support CMC claims for carbon monoxide in an air matrix with special consideration for cross interference from the high concentration of oxygen on the CO concentrations especially with measurement techniques, such as NDIR.
CO
Laboratory | Cylinder | xi,ref (µmol/mol) | ui,ref (µmol/mol) Standard Unc. | xi,lab (µmol/mol) | ui,lab (µmol/mol) Standard Unc. | Di (µmol/mol) | U(Di) (µmol/mol) (k=2) Expanded Unc. | Agree with RV? | Deviation (µmol/mol) | Exp. U (µmol/mol) | Transition Point (µmol/mol) | Minimum Uncertainty(%) (>10umol/mol) | Min Unc at Transition Point (µmol/mol) | Exp. U at LB (%) | LB (µmol/mol) | UB (µmol/mol) | Uncertainty at LB (%) Expanded Unc. | Uncertainty at UB (%) Expanded Unc. | Uncertainty at LB (µmol/mol) | Uncertainty at UB (µmol/mol) | LB (nmol/mol) | UB (nmol/mol) | Uncertainty at LB (nmol/mol) | Uncertainty at UB (nmol/mol)
NMIJ | D95 5680 | 5.0204 | 0.0104 | 4.9897 | 0.00455 | -0.0307 | 0.0228 | 1 | 0.0307 | 0.062071 | 10 | 0.62071 | 0.062071 | 100 | 1 | 1000 | 6.2071 | 0.62071 | 0.062071 | 6.2071 | 1000 | 1000000 | 62.0707 | 6207.0686
NMISA | D95 8416 | 5.0054 | 0.0104 | 5.0108 | 0.01365 | 0.0054 | 0.0344 | 0 | 0 | 0.0273 | 10 | 0.273 | 0.0273 | 100 | 1 | 1000 | 2.73 | 0.273 | 0.0273 | 2.73 | 1000 | 1000000 | 27.3 | 2730
UBA(D) | M55 5674 | 5.0146 | 0.0104 | 5.074 | 0.03 | 0.0594 | 0.0635 | 0 | 0 | 0.06 | 10 | 0.6 | 0.06 | 100 | 1 | 1000 | 6 | 0.6 | 0.06 | 6 | 1000 | 1000000 | 60 | 6000
VNIIM | M55 5669 | 5.0195 | 0.0104 | 5.041 | 0.012 | 0.0215 | 0.0318 | 0 | 0 | 0.024 | 10 | 0.24 | 0.024 | 100 | 1 | 1000 | 2.4 | 0.24 | 0.024 | 2.4 | 1000 | 1000000 | 24 | 2400
SMU | M55 5685 | 5.0134 | 0.0104 | 5.003 | 0.0215 | -0.0104 | 0.0478 | 0 | 0 | 0.043 | 10 | 0.43 | 0.043 | 100 | 1 | 1000 | 4.3 | 0.43 | 0.043 | 4.3 | 1000 | 1000000 | 43 | 4300
NPL | D95 8300 | 5.0172 | 0.0104 | 5.021 | 0.0065 | 0.0038 | 0.0246 | 0 | 0 | 0.013 | 10 | 0.13 | 0.013 | 100 | 1 | 1000 | 1.3 | 0.13 | 0.013 | 1.3 | 1000 | 1000000 | 13 | 1300
CERI | D95 8312 | 5.0192 | 0.0104 | 4.998 | 0.009 | -0.0212 | 0.0276 | 0 | 0 | 0.018 | 10 | 0.18 | 0.018 | 100 | 1 | 1000 | 1.8 | 0.18 | 0.018 | 1.8 | 1000 | 1000000 | 18 | 1800
BAM | D95 8369 | 5.0183 | 0.0104 | 4.988 | 0.02495 | -0.0303 | 0.0541 | 0 | 0 | 0.0499 | 10 | 0.499 | 0.0499 | 100 | 1 | 1000 | 4.99 | 0.499 | 0.0499 | 4.99 | 1000 | 1000000 | 49.9 | 4990
CEM | M55 5692 | 5.0163 | 0.0104 | 5.05 | 0.0395 | 0.0337 | 0.0817 | 0 | 0 | 0.079 | 10 | 0.79 | 0.079 | 100 | 1 | 1000 | 7.9 | 0.79 | 0.079 | 7.9 | 1000 | 1000000 | 79 | 7900
CENAM | M55 5728 | 5.021 | 0.0104 | 5.086 | 0.0165 | 0.065 | 0.0391 | 1 | 0.065 | 0.13412 | 10 | 1.3412 | 0.13412 | 100 | 1 | 1000 | 13.4123 | 1.3412 | 0.13412 | 13.4123 | 1000 | 1000000 | 134.1231 | 13412.3078
GUM | M55 5709 | 5.0216 | 0.0104 | 5.02 | 0.015 | -0.0016 | 0.0366 | 0 | 0 | 0.03 | 10 | 0.3 | 0.03 | 100 | 1 | 1000 | 3 | 0.3 | 0.03 | 3 | 1000 | 1000000 | 30 | 3000
INMETRO | D95 8363 | 5.0215 | 0.0104 | 5.081 | 0.0415 | 0.0595 | 0.0856 | 0 | 0 | 0.083 | 10 | 0.83 | 0.083 | 100 | 1 | 1000 | 8.3 | 0.83 | 0.083 | 8.3 | 1000 | 1000000 | 83 | 8300
IPQ | D95 8407 | 5.0195 | 0.0104 | 5.1 | 0.022 | 0.0805 | 0.0487 | 1 | 0.0805 | 0.1669 | 10 | 1.669 | 0.1669 | 100 | 1 | 1000 | 16.6904 | 1.669 | 0.1669 | 16.6904 | 1000 | 1000000 | 166.9042 | 16690.4164
JRC | D95 8393 | 5.024 | 0.0104 | 5.019 | 0.017 | -0.005 | 0.0399 | 0 | 0 | 0.034 | 10 | 0.34 | 0.034 | 100 | 1 | 1000 | 3.4 | 0.34 | 0.034 | 3.4 | 1000 | 1000000 | 34 | 3400
KRISS | M55 5715 | 5.0194 | 0.0104 | 5.011 | 0.002 | -0.0084 | 0.0213 | 0 | 0 | 0.004 | 10 | 0.04 | 0.004 | 100 | 1 | 1000 | 0.4 | 0.04 | 0.004 | 0.4 | 1000 | 1000000 | 4 | 400
LNE | M55 5708 | 5.0227 | 0.0104 | 4.994 | 0.011 | -0.0287 | 0.0303 | 0 | 0 | 0.022 | 10 | 0.22 | 0.022 | 100 | 1 | 1000 | 2.2 | 0.22 | 0.022 | 2.2 | 1000 | 1000000 | 22 | 2200
METAS | M55 5697 | 5.0214 | 0.0104 | 5.003 | 0.0135 | -0.0184 | 0.0341 | 0 | 0 | 0.027 | 10 | 0.27 | 0.027 | 100 | 1 | 1000 | 2.7 | 0.27 | 0.027 | 2.7 | 1000 | 1000000 | 27 | 2700
NIM | M55 5717 | 5.0216 | 0.0104 | 5.018 | 0.009 | -0.0036 | 0.0276 | 0 | 0 | 0.018 | 10 | 0.18 | 0.018 | 100 | 1 | 1000 | 1.8 | 0.18 | 0.018 | 1.8 | 1000 | 1000000 | 18 | 1800
NIMT | M55 5695 | 5.0178 | 0.0104 | 5.004 | 0.01825 | -0.0138 | 0.0421 | 0 | 0 | 0.0365 | 10 | 0.365 | 0.0365 | 100 | 1 | 1000 | 3.65 | 0.365 | 0.0365 | 3.65 | 1000 | 1000000 | 36.5 | 3650
NIST | D95 8293 | 5.0109 | 0.0104 | 5.011 | 0.0075 | 0.0001 | 0.0257 | 0 | 0 | 0.015 | 10 | 0.15 | 0.015 | 100 | 1 | 1000 | 1.5 | 0.15 | 0.015 | 1.5 | 1000 | 1000000 | 15 | 1500
VSL | D95 8365 | 5.012 | 0.0104 | 5.014 | 0.0125 | 0.002 | 0.0326 | 0 | 0 | 0.025 | 10 | 0.25 | 0.025 | 100 | 1 | 1000 | 2.5 | 0.25 | 0.025 | 2.5 | 1000 | 1000000 | 25 | 2500
NPLI | D95 8294 | 5.0207 | 0.0104 | 5.195 | 0.075 | 0.1743 | 0.1514 | 1 | 0.1743 | 0.3795 | 10 | 3.795 | 0.3795 | 100 | 1 | 1000 | 37.9502 | 3.795 | 0.3795 | 37.9502 | 1000 | 1000000 | 379.5023 | 37950.2253
UBA(A) | D95 8320 | 5.0258 | 0.0104 | 4.96 | 0.0275 | 0 | 0 | 0 | 0 | 0.055 | 10 | 0.55 | 0.055 | 100 | 1 | 1000 | 5.5 | 0.55 | 0.055 | 5.5 | 1000 | 1000000 | 55 | 5500
FMI | M55 5706 | 5.0258 | 0.0104 | 5.02 | 0.0276 | -0.0058 | 0.059 | 0 | 0 | 0.0552 | 10 | 0.552 | 0.0552 | 100 | 1 | 1000 | 5.52 | 0.552 | 0.0552 | 5.52 | 1000 | 1000000 | 55.2 | 5520
NMIA | M55 5726 | 5.0135 | 0.0104 | 5.008 | 0.013 | -0.0055 | 0.0333 | 0 | 0 | 0.026 | 10 | 0.26 | 0.026 | 100 | 1 | 1000 | 2.6 | 0.26 | 0.026 | 2.6 | 1000 | 1000000 | 26 | 2600
|  | unit : umol/mol | [11 empty] | Table 1: List of participants
Laboratory code | Cylinder | x prep | upr ep | uver | ur ef | xlab | Ulab | klab | Di | k | U(Di) |  |  | Acronym | Country | Institute
NMIJ | D95 5680 | 5.0204 | 0.003 | 0.01 | 0.0104 | 4.9897 | 0.0091 | 2 | -0.0307 | 2 | 0.0228 |  |  | UBA(D) | DE | Umweltbundesamt (Federal Environment Agency), Langen, Germany
NMISA | D95 8416 | 5.0054 | 0.003 | 0.01 | 0.0104 | 5.0108 | 0.0273 | 2 | 0.0054 | 2 | 0.0344 |  |  | NMIJ | JP | National Metrology Institute of Japan, Tsukuba, Japan
UBA(D) | M55 5674 | 5.0146 | 0.003 | 0.01 | 0.0104 | 5.074 | 0.06 | 2 | 0.0594 | 2 | 0.0635 |  |  | CERI | JP | Chemicals Evaluation and Research Institute, Saitama, Japan
VNIIM | M55 5669 | 5.0195 | 0.003 | 0.01 | 0.0104 | 5.041 | 0.024 | 2 | 0.0215 | 2 | 0.0318 |  |  | VSL | NL | Van Swinden Laboratorium B V, Delft, the Netherlands
SMU | M55 5685 | 5.0134 | 0.003 | 0.01 | 0.0104 | 5.003 | 0.043 | 2 | -0.0104 | 2 | 0.0478 |  |  | NIST | US | National Institute of Standards and Technology, Gaithersburg, United States of America
NPL | D95 8300 | 5.0172 | 0.003 | 0.01 | 0.0104 | 5.021 | 0.013 | 2 | 0.0038 | 2 | 0.0246 |  |  | CENAM | MX | Centro Nacional de Metrologia, Queretaro, Mexico
CERI | D95 8312 | 5.0192 | 0.003 | 0.01 | 0.0104 | 4.998 | 0.018 | 2 | -0.0212 | 2 | 0.0276 |  |  | INMETRO | BR | Instituto Nacional de Metrologia, Normalização e Qualidade Industrial, Xerém RJ, Brazil
BAM | D95 8369 | 5.0183 | 0.003 | 0.01 | 0.0104 | 4.988 | 0.0499 | 2 | -0.0303 | 2 | 0.0541 |  |  | NPL | UK | National Physical Laboratory, Teddington, Middlesex, United Kingdom
CEM | M55 5692 | 5.0163 | 0.003 | 0.01 | 0.0104 | 5.05 | 0.079 | 2 | 0.0337 | 2 | 0.0817 |  |  | VNIIM, | RU | DI Mendeleyev Institute for Metrology, St. Petersburg, Russia
CENAM | M55 5728 | 5.021 | 0.003 | 0.01 | 0.0104 | 5.086 | 0.033 | 2 | 0.065 | 2 | 0.0391 |  |  | NMISA | ZA | National Metrology Institute of South Africa, Pretoria, South Africa
GUM | M55 5709 | 5.0216 | 0.003 | 0.01 | 0.0104 | 5.02 | 0.03 | 2 | -0.0016 | 2 | 0.0366 |  |  | IPQ, | PT | Instituto Português da Qualidade, Caparica, Portugal
INMETRO | D95 8363 | 5.0215 | 0.003 | 0.01 | 0.0104 | 5.081 | 0.083 | 2 | 0.0595 | 2 | 0.0856 |  |  | LNE | FR | Laboratoire National d’Essais, Paris, France
IPQ | D95 8407 | 5.0195 | 0.003 | 0.01 | 0.0104 | 5.1 | 0.044 | 2 | 0.0805 | 2 | 0.0487 |  |  | JRC-ERLAP | EU | European Commission, Joint Research Centre, Institute for Environment and Sustainability, Ispra, Italy
JRC | D95 8393 | 5.024 | 0.003 | 0.01 | 0.0104 | 5.019 | 0.034 | 2 | -0.005 | 2 | 0.0399 |  |  | FMI | FI | Finnish Meteorological Institute, Helsinki, Finland
KRISS | M55 5715 | 5.0194 | 0.003 | 0.01 | 0.0104 | 5.011 | 0.004 | 2 | -0.0084 | 2 | 0.0213 |  |  | UBA(A) | AT | Umweltbundesamt GmbH, Department Air Quality Control & Energy, Vienna, Austria
LNE | M55 5708 | 5.0227 | 0.003 | 0.01 | 0.0104 | 4.994 | 0.022 | 2 | -0.0287 | 2 | 0.0303 |  |  | METAS | CH | Swiss Federal Office of Metrology, Bern-Wabern, Switzerland
METAS | M55 5697 | 5.0214 | 0.003 | 0.01 | 0.0104 | 5.003 | 0.027 | 2 | -0.0184 | 2 | 0.0341 |  |  | NMIA | AU | National Metrology Institute of Australia, Lindfield, Australia
NIM | M55 5717 | 5.0216 | 0.003 | 0.01 | 0.0104 | 5.018 | 0.018 | 2 | -0.0036 | 2 | 0.0276 |  |  | CEM | ES | Centro Espanol de Metrologia, Madrid, Spain
NIMT | M55 5695 | 5.0178 | 0.003 | 0.01 | 0.0104 | 5.004 | 0.0365 | 2 | -0.0138 | 2 | 0.0421 |  |  | KRISS | KR | Korea Research Institute of Standards and Science, Daejeon, Republic of Korea
NIST | D95 8293 | 5.0109 | 0.003 | 0.01 | 0.0104 | 5.011 | 0.015 | 2 | 0.0001 | 2 | 0.0257 |  |  | SMU | SK | Slovak Institute of Metrology, Bratislava, Slovak Republic
VSL | D95 8365 | 5.012 | 0.003 | 0.01 | 0.0104 | 5.014 | 0.025 | 2 | 0.002 | 2 | 0.0326 |  |  | GUM | PL | Central Office of Measures (Glowny Urzad Miar), Warsaw, Poland
NPLI | D95 8294 | 5.0207 | 0.003 | 0.01 | 0.0104 | 5.195 | 0.15 | 2 | 0.1743 | 2 | 0.1514 |  |  | NIM | CN | Institute of Metrology, Beijing, Peoples Republic of China
UBA(A) | D95 8320 | 5.0258 | 0.003 | 0.01 | 0.0104 | 4.96 | 0.055 | 2 | [5 empty] | NIMT | TH | National Institute of Metrology (Thailand), Klong Luang, Pathumthani, Thailand
FMI | M55 5706 | 5.0258 | 0.003 | 0.01 | 0.0104 | 5.02 | 0.0552 | 2 | -0.0058 | 2 | 0.059 |  |  | NPL (India) | IN | National Physical Laboratory, New Delhi, India
NMIA | M55 5726 | 5.0135 | 0.003 | 0.01 | 0.0104 | 5.008 | 0.026 | 2 | -0.0055 | 2 | 0.0333 |  |  | BAM | DE | Bundesanstalt für Materialforschung und – prüfung, Berlin, Germany
Writer & Reviewer :
Put Amount Fraction Range in micro-mol/mol on yellow cells
Writer & Reviewer :
Put Amount Fraction Range in micro-mol/mol on yellow cells
Writer & Reviewer :
Put Amount Fraction Range in micro-mol/mol on yellow cells
Writer & Reviewer :
Put Amount Fraction Range in micro-mol/mol on yellow cells

## CCQM-K52
CCQM-K52 | [8 empty] | Transition Point | 10 | µmol/mol |  | Ver 1.1 (2021/12/22)
CO2 / N2 : 360 umol/mol | [8 empty] | Transition Point 2 | 1 | µmol/mol |  | made by Takuya Shimosaka (NMIJ/AIST)
Please use this template at your own risk
Support to CMCs
This key comparison aims to support CMC-claims for carbon dioxide in both nitrogen or air (synthetic and purified) from 100 µmol/mol to 20 cmol/mol.
CO2
Laboratory | Cylinder | xi,ref (µmol/mol) | ui,ref (µmol/mol) Standard Unc. | xi,lab (µmol/mol) | ui,lab (µmol/mol) Standard Unc. | Di (µmol/mol) | U(Di) (µmol/mol) (k=2) Expanded Unc. | Agree with RV? | Deviation (µmol/mol) | Exp. U (µmol/mol) | Transition Point (µmol/mol) | Minimum Uncertainty(%) (>10umol/mol) | Min Unc at Transition Point (µmol/mol) | Exp. U at LB (%) | LB (µmol/mol) | UB (µmol/mol) | Uncertainty at LB (%) Expanded Unc. | Uncertainty at UB (%) Expanded Unc. | Uncertainty at LB (µmol/mol) | Uncertainty at UB (µmol/mol) | LB (nmol/mol) | UB (nmol/mol) | Uncertainty at LB (nmol/mol) | Uncertainty at UB (nmol/mol)
NMi VSL | D240036 | 364.3 | 0.2 | 364.13 | 0.18 | -0.17 | 0.54 | 0 | 0 | 0.36 | 10 | 0.09882 | 0.009882 | 100 | 1 | 1000 | 0.9882 | 0.09882 | 0.009882 | 0.9882 | 1000 | 1000000 | 9.882 | 988.1965
Inmetro | D752038 | 363.18 | 0.2 | 364 | 1.8 | 0.82 | 3.6 | 0 | 0 | 3.6 | 10 | 0.99124 | 0.099124 | 100 | 1 | 1000 | 9.9124 | 0.99124 | 0.099124 | 9.9124 | 1000 | 1000000 | 99.1244 | 9912.4401
NMIA | D751922 | 363.31 | 0.2 | 363.09 | 0.3211 | -0.22 | 0.75 | 0 | 0 | 0.6422 | 10 | 0.17676 | 0.017676 | 100 | 1 | 1000 | 1.7676 | 0.17676 | 0.017676 | 1.7676 | 1000 | 1000000 | 17.6764 | 1767.6415
CEM | D751928 | 363.67 | 0.2 | 363.38 | 0.365 | -0.29 | 0.8 | 0 | 0 | 0.73 | 10 | 0.20073 | 0.020073 | 100 | 1 | 1000 | 2.0073 | 0.20073 | 0.020073 | 2.0073 | 1000 | 1000000 | 20.0731 | 2007.3143
NPL | D751947 | 364.15 | 0.2 | 364.36 | 0.22 | 0.21 | 0.59 | 0 | 0 | 0.44 | 10 | 0.12083 | 0.012083 | 100 | 1 | 1000 | 1.2083 | 0.12083 | 0.012083 | 1.2083 | 1000 | 1000000 | 12.0829 | 1208.2933
SMU | D751961 | 363.86 | 0.2 | 364.6 | 0.6 | 0.74 | 1.3 | 0 | 0 | 1.2 | 10 | 0.3298 | 0.03298 | 100 | 1 | 1000 | 3.298 | 0.3298 | 0.03298 | 3.298 | 1000 | 1000000 | 32.9797 | 3297.9717
NMIJ | D751944 | 363.88 | 0.2 | 364.08 | 0.24 | 0.2 | 0.62 | 0 | 0 | 0.48 | 10 | 0.13191 | 0.013191 | 100 | 1 | 1000 | 1.3191 | 0.13191 | 0.013191 | 1.3191 | 1000 | 1000000 | 13.1912 | 1319.1162
CERI | D751923 | 363.89 | 0.2 | 363.42 | 0.305 | -0.47 | 0.73 | 0 | 0 | 0.61 | 10 | 0.16763 | 0.016763 | 100 | 1 | 1000 | 1.6763 | 0.16763 | 0.016763 | 1.6763 | 1000 | 1000000 | 16.7633 | 1676.3308
CENAM6 | D751924 | 363.91 | 0.2 | 361.6 | 1.1 | -2.31 | 2.2 | 1 | 2.31 | 5.1171 | 10 | 1.4061 | 0.14061 | 100 | 1 | 1000 | 14.0614 | 1.4061 | 0.14061 | 14.0614 | 1000 | 1000000 | 140.6136 | 14061.3599
NMI-SA | D751918 | 364 | 0.2 | 364.9 | 1.9415 | 0.9 | 3.9 | 0 | 0 | 3.883 | 10 | 1.0668 | 0.10668 | 100 | 1 | 1000 | 10.6676 | 1.0668 | 0.10668 | 10.6676 | 1000 | 1000000 | 106.6758 | 10667.5824
NIST | D751954 | 364.03 | 0.2 | 363.72 | 0.17 | -0.31 | 0.52 | 0 | 0 | 0.34 | 10 | 0.093399 | 0.0093399 | 100 | 1 | 1000 | 0.93399 | 0.093399 | 0.0093399 | 0.93399 | 1000 | 1000000 | 9.3399 | 933.989
INRiM | D751935 | 364.05 | 0.2 | 364.62 | 0.45 | 0.57 | 1 | 0 | 0 | 0.9 | 10 | 0.24722 | 0.024722 | 100 | 1 | 1000 | 2.4722 | 0.24722 | 0.024722 | 2.4722 | 1000 | 1000000 | 24.7219 | 2472.1879
NPLI | D751950 | 364.14 | 0.2 | 358.1 | 6.8 | -6.04 | 14 | 0 | 0 | 13.6 | 10 | 3.7348 | 0.37348 | 100 | 1 | 1000 | 37.3483 | 3.7348 | 0.37348 | 37.3483 | 1000 | 1000000 | 373.4827 | 37348.2726
CSIRO-17 | D751926 | 364.15 | 0.2 | 364.07 | 0.125 | 0 | 0 | 0 | 0 | 0.25 | 10 | 0.068653 | 0.0068653 | 100 | 1 | 1000 | 0.68653 | 0.068653 | 0.0068653 | 0.68653 | 1000 | 1000000 | 6.8653 | 686.5303
CSIRO-27 | D751926 | 364.15 | 0.2 | 364.114 | 0.055 | 0 | 0 | 0 | 0 | 0.11 | 10 | 0.030207 | 0.0030207 | 100 | 1 | 1000 | 0.30207 | 0.030207 | 0.0030207 | 0.30207 | 1000 | 1000000 | 3.0207 | 302.0733
BAM | D751942 | 363.72 | 0.2 | 363.5 | 1.45 | -0.22 | 2.9 | 0 | 0 | 2.9 | 10 | 0.79732 | 0.079732 | 100 | 1 | 1000 | 7.9732 | 0.79732 | 0.079732 | 7.9732 | 1000 | 1000000 | 79.7317 | 7973.1662
VNIIM | D751937 | 364.19 | 0.2 | 364.1 | 0.35 | -0.09 | 0.8 | 0 | 0 | 0.7 | 10 | 0.19221 | 0.019221 | 100 | 1 | 1000 | 1.9221 | 0.19221 | 0.019221 | 1.9221 | 1000 | 1000000 | 19.2207 | 1922.0736
LNE | D750235 | 364.21 | 0.2 | 363.63 | 0.575 | -0.58 | 1.2 | 0 | 0 | 1.15 | 10 | 0.31575 | 0.031575 | 100 | 1 | 1000 | 3.1575 | 0.31575 | 0.031575 | 3.1575 | 1000 | 1000000 | 31.5752 | 3157.519
NIM | D751943 | 364.34 | 0.2 | 364.6 | 0.55 | 0.26 | 1.2 | 0 | 0 | 1.1 | 10 | 0.30192 | 0.030192 | 100 | 1 | 1000 | 3.0192 | 0.30192 | 0.030192 | 3.0192 | 1000 | 1000000 | 30.1916 | 3019.1579
KRISS | D751977 | 363.12 | 0.2 | 363.2 | 0.03 | 0.08 | 0.41 | 0 | 0 | 0.06 | 10 | 0.016523 | 0.0016523 | 100 | 1 | 1000 | 0.16523 | 0.016523 | 0.0016523 | 0.16523 | 1000 | 1000000 | 1.6523 | 165.2346
Laboratory code | Cylinder | xprep | uprep | uver | uref | xlab | Ulab | klab | x | k | U(x) |  |  | Acronym | Country | Institute
NMi VSL | D240036 | 364.3 | 0.073 | 0.18 | 0.2 | 364.13 | 0.36 | 2 | -0.17 | 2 | 0.54 |  |  | CSIRO | AU | Commonwealth Scientific and Industrial Research Organisation, Aspendale, Australia
Inmetro | D752038 | 363.18 | 0.073 | 0.18 | 0.2 | 364 | 3.6 | 2 | 0.82 | 2 | 3.6 |  |  | NMIA | AU | National Metrology Institute of Australia, Lindfield, Australia
NMIA | D751922 | 363.31 | 0.073 | 0.18 | 0.2 | 363.09 | 0.7 | 2.18 | -0.22 | 2 | 0.75 |  |  | INMETRO | BR | Instituto Nacional de Metrologia, Normalização e Qualidade Industrial, Xerém RJ, Brasil
CEM | D751928 | 363.67 | 0.073 | 0.18 | 0.2 | 363.38 | 0.73 | 2 | -0.29 | 2 | 0.8 |  |  | NIM | CR | National Institute of Metrology, Beijing, PR China
NPL | D751947 | 364.15 | 0.073 | 0.18 | 0.2 | 364.36 | 0.44 | 2 | 0.21 | 2 | 0.59 |  |  | BAM | DE | Bundesanstalt für Materialforschung und –prüfung, Berlin, Germany
SMU | D751961 | 363.86 | 0.073 | 0.18 | 0.2 | 364.6 | 1.2 | 2 | 0.74 | 2 | 1.3 |  |  | CEM | ES | Centro Espanol de Metrologia, Madrid, Spain
NMIJ | D751944 | 363.88 | 0.073 | 0.18 | 0.2 | 364.08 | 0.48 | 2 | 0.2 | 2 | 0.62 |  |  | LNE | FR | Laboratoire National d'Essais, Paris, France
CERI | D751923 | 363.89 | 0.073 | 0.18 | 0.2 | 363.42 | 0.61 | 2 | -0.47 | 2 | 0.73 |  |  | NPLI | IN | National Physical Laboratory, New Delhi, India
CENAM6 | D751924 | 363.91 | 0.073 | 0.18 | 0.2 | 361.6 | 2.2 | 2 | -2.31 | 2 | 2.2 |  |  | INRIM | IT | Istituto Nazionale di Ricerca Metrologica, Turin, Italy
NMI-SA | D751918 | 364 | 0.073 | 0.18 | 0.2 | 364.9 | 3.883 | 2 | 0.9 | 2 | 3.9 |  |  | CERI | JP | Chemicals Evaluation and Research Institute, Saitama, Japan
NIST | D751954 | 364.03 | 0.073 | 0.18 | 0.2 | 363.72 | 0.34 | 2 | -0.31 | 2 | 0.52 |  |  | NMIJ | JP | National Metrology Institute of Japan, Tsukuba, Japan
INRiM | D751935 | 364.05 | 0.073 | 0.18 | 0.2 | 364.62 | 0.9 | 2 | 0.57 | 2 | 1 |  |  | KRISS | KR | Korea Research Institute of Standards and Science, Daejeon, Republic of Korea
NPLI | D751950 | 364.14 | 0.073 | 0.18 | 0.2 | 358.1 | 13.6 | 2 | -6.04 | 2 | 14 |  |  | CENAM | MX | Centro Nacional de Metrologia, Queretaro, Mexico
CSIRO-17 | D751926 | 364.15 | 0.073 | 0.18 | 0.2 | 364.07 | 0.25 | 2 | [5 empty] | NMi VSL | NL | NMi Van Swinden Laboratorium B.V., Delft, the Netherlands
CSIRO-27 | D751926 | 364.15 | 0.073 | 0.18 | 0.2 | 364.114 | 0.11 | 2 | [5 empty] | VNIIM | RU | D.I. Mendeleyev Institute for Metrology, St. Petersburg, Russia
BAM | D751942 | 363.72 | 0.073 | 0.18 | 0.2 | 363.5 | 2.9 | 2 | -0.22 | 2 | 2.9 |  |  | SMU | SK | Slovak Institute of Metrology, Bratislava, Slovak Republic
VNIIM | D751937 | 364.19 | 0.073 | 0.18 | 0.2 | 364.1 | 0.7 | 2 | -0.09 | 2 | 0.8 |  |  | NPL | UK | National Physical Laboratory, Teddington, Middlesex, United Kingdom
LNE | D750235 | 364.21 | 0.073 | 0.18 | 0.2 | 363.63 | 1.15 | 2 | -0.58 | 2 | 1.2 |  |  | NIST | US | National Institute of Standards and Technology, Gaithersburg, United States of America
NIM | D751943 | 364.34 | 0.073 | 0.18 | 0.2 | 364.6 | 1.1 | 2 | 0.26 | 2 | 1.2 |  |  | NMISA | ZA | National Metrology Institute of South Africa, Pretoria, South Africa
Laboratory | Cylinder | xprep | uprep | uver | uref | xlab | Ulab | klab | x | k | U(x)
KRISS | D751977 | 363.12 | 0.073 | 0.18 | 0.2 | 363.2 | 0.06 | 2 | 0.08 | 2 | 0.41
Writer & Reviewer :
Put Amount Fraction Range in micro-mol/mol on yellow cells
Writer & Reviewer :
Put Amount Fraction Range in micro-mol/mol on yellow cells
Writer & Reviewer :
Put Amount Fraction Range in micro-mol/mol on yellow cells
Writer & Reviewer :
Put Amount Fraction Range in micro-mol/mol on yellow cells
Writer & Reviewer :
Put Amount Fraction Range in micro-mol/mol on yellow cells

## CCQM-K53
CCQM-K53 | [8 empty] | Transition Point | 10 | µmol/mol |  | Ver 1.1 (2021/12/22)
O2/N2 : 100 umol/mol | [8 empty] | Transition Point 2 | 1 | µmol/mol |  | made by Takuya Shimosaka (NMIJ/AIST)
Please use this template at your own risk
Support to CMCs
This key comparison will support claims for capability to perform a gravimetric preparation,
including purity assessment, on primary gas mixtures from 10 µmol/mol to 10 mmol/mol of oxygen in nitrogen.
As a result of the comparison, CMCs can also be recognised for stable gas species, such as argon, neon, helium, hydrogen, in nitrogen because of similarity in the preparation and purity measurement processes.
O2
Laboratory | Cylinder | xi,ref (µmol/mol) | ui,ref (µmol/mol) Standard Unc. | xi,lab (µmol/mol) | ui,lab (µmol/mol) Standard Unc. | Di (µmol/mol) | U(Di) (µmol/mol) (k=2) Expanded Unc. | Agree with RV? | Deviation (µmol/mol) | Exp. U (µmol/mol) | Transition Point (µmol/mol) | Minimum Uncertainty(%) (>10umol/mol) | Min Unc at Transition Point (µmol/mol) | Exp. U at LB (%) | LB (µmol/mol) | UB (µmol/mol) | Uncertainty at LB (%) Expanded Unc. | Uncertainty at UB (%) Expanded Unc. | Uncertainty at LB (µmol/mol) | Uncertainty at UB (µmol/mol) | LB (nmol/mol) | UB (nmol/mol) | Uncertainty at LB (nmol/mol) | Uncertainty at UB (nmol/mol)
NMIJ |  | 98.676 | 0.009 | 98.675 | 0.009 | -0.001 | 0.002 | 0 | 0 | 0.018 | 10 | 0.018242 | 0.0018242 | 100 | 1 | 1000 | 0.18242 | 0.018242 | 0.0018242 | 0.18242 | 1000 | 1000000 | 1.8242 | 182.4152
NPL |  | 99.045 | 0.039 | 99.002 | 0.048 | -0.043 | 0.056 | 0 | 0 | 0.096 | 10 | 0.096926 | 0.0096926 | 100 | 1 | 1000 | 0.96926 | 0.096926 | 0.0096926 | 0.96926 | 1000 | 1000000 | 9.6926 | 969.2564
BAM |  | 99.072 | 0.059 | 99.17 | 0.125 | 0.098 | 0.231 | 0 | 0 | 0.25 | 10 | 0.25234 | 0.025234 | 100 | 1 | 1000 | 2.5234 | 0.25234 | 0.025234 | 2.5234 | 1000 | 1000000 | 25.2342 | 2523.4173
CEM |  | 99.875 | 0.066 | 100.04 | 0.0115 | 0.165 | 0.134 | 1 | 0.165 | 0.3308 | 10 | 0.33121 | 0.033121 | 100 | 1 | 1000 | 3.3121 | 0.33121 | 0.033121 | 3.3121 | 1000 | 1000000 | 33.1215 | 3312.1456
NMIA |  | 100.515 | 0.067 | 100.1 | 0.07 | -0.415 | 0.193 | 1 | 0.415 | 0.84172 | 10 | 0.83741 | 0.083741 | 100 | 1 | 1000 | 8.3741 | 0.83741 | 0.083741 | 8.3741 | 1000 | 1000000 | 83.7412 | 8374.1175
NIST |  | 100.359 | 0.045 | 100.41 | 0.06 | 0.051 | 0.081 | 0 | 0 | 0.12 | 10 | 0.11957 | 0.011957 | 100 | 1 | 1000 | 1.1957 | 0.11957 | 0.011957 | 1.1957 | 1000 | 1000000 | 11.9571 | 1195.7074
NMISA |  | 100.929 | 0.067 | 100.585 | 0.011 | -0.344 | 0.135 | 1 | 0.344 | 0.68835 | 10 | 0.68202 | 0.068202 | 100 | 1 | 1000 | 6.8202 | 0.68202 | 0.068202 | 6.8202 | 1000 | 1000000 | 68.2016 | 6820.1573
CENAM |  | 101.039 | 0.061 | 100.97 | 0.15 | -0.069 | 0.274 | 0 | 0 | 0.3 | 10 | 0.29692 | 0.029692 | 100 | 1 | 1000 | 2.9692 | 0.29692 | 0.029692 | 2.9692 | 1000 | 1000000 | 29.6915 | 2969.1505
LNE |  | 100.974 | 0.04 | 101.04 | 0.05 | 0.066 | 0.059 | 1 | 0.066 | 0.1656 | 10 | 0.164 | 0.0164 | 100 | 1 | 1000 | 1.64 | 0.164 | 0.0164 | 1.64 | 1000 | 1000000 | 16.4005 | 1640.0453
KRISS |  | 101.054 | 0.01 | 101.053 | 0.01 | -0.001 | 0.004 | 0 | 0 | 0.02 | 10 | 0.019791 | 0.0019791 | 100 | 1 | 1000 | 0.19791 | 0.019791 | 0.0019791 | 0.19791 | 1000 | 1000000 | 1.9791 | 197.914
VNIIM |  | 101.417 | 0.067 | 101.08 | 0.07 | -0.337 | 0.194 | 1 | 0.337 | 0.68839 | 10 | 0.67877 | 0.067877 | 100 | 1 | 1000 | 6.7877 | 0.67877 | 0.067877 | 6.7877 | 1000 | 1000000 | 67.8768 | 6787.6837
VSL |  | 101.159 | 0.034 | 101.15 | 0.04 | -0.009 | 0.04 | 0 | 0 | 0.08 | 10 | 0.079083 | 0.0079083 | 100 | 1 | 1000 | 0.79083 | 0.079083 | 0.0079083 | 0.79083 | 1000 | 1000000 | 7.9083 | 790.8342
NMI | xprep | U(xprep) | y | u(y) | xadj | u(xadj) | xpred | u(xpred) | ∆x(Di) | U(∆x),k=2 | En
| [µmol/mol] |  |  |  | [µmol/mol]
NMIJ | 98.675 | 0.018 | 0.98302 | 0.0006 | 98.676 | 0.009 |  |  | -0.001 | 0.002 | -0.398
NPL | 99.002 | 0.096 | 0.98698 | 0.0006 | 99.045 | 0.039 |  |  | -0.043 | 0.056 | -0.767
BAM | 99.17 | 0.25 | 0.98638 | 0.0006 | 99.072 | 0.059 |  |  | 0.098 | 0.231 | 0.424
CEM | 100.04 | 0.023 | 0.9946 | 0.0006 |  |  | 99.875 | 0.066 | 0.165 | 0.134 | 1.23
NMIA | 100.1 | 0.14 | 1.0009 | 0.0006 |  |  | 100.515 | 0.067 | -0.415 | 0.193 | -2.15
NIST | 100.41 | 0.12 | 0.99888 | 0.0006 | 100.359 | 0.045 |  |  | 0.051 | 0.081 | 0.633
NMISA | 100.585 | 0.022 | 1.0051 | 0.0006 |  |  | 100.929 | 0.067 | -0.344 | 0.135 | -2.54
CENAM | 100.97 | 0.3 | 1.0063 | 0.0006 | 101.039 | 0.061 |  |  | -0.069 | 0.274 | -0.252
LNE | 101.04 | 0.1 | 1.0046 | 0.0006 | 100.974 | 0.04 |  |  | 0.066 | 0.059 | 1.11
KRISS | 101.053 | 0.02 | 1.0067 | 0.0006 | 101.054 | 0.01 |  |  | -0.001 | 0.004 | -0.244
VNIIM | 101.08 | 0.14 | 1.01 | 0.0006 |  |  | 101.417 | 0.067 | -0.337 | 0.194 | -1.73
VSL | 101.15 | 0.08 | 1.0076 | 0.0006 | 101.159 | 0.034 |  |  | -0.009 | 0.04 | -0.226
Writer & Reviewer :
Put Amount Fraction Range in micro-mol/mol on yellow cells
Writer & Reviewer :
Put Amount Fraction Range in micro-mol/mol on yellow cells
Writer & Reviewer :
Put Amount Fraction Range in micro-mol/mol on yellow cells
Writer & Reviewer :
Put Amount Fraction Range in micro-mol/mol on yellow cells
Writer & Reviewer :
Put Amount Fraction Range in micro-mol/mol on yellow cells
Writer & Reviewer :
Put Amount Fraction Range in micro-mol/mol on yellow cells

## CCQM-K68
CCQM-K68 | [8 empty] | Transition Point | 10 | µmol/mol |  | Ver 1.1 (2021/12/22)
Nitrous Oxide in synthetic air at 320 nmo/mol | [8 empty] | Transition Point 2 | 1 | µmol/mol |  | made by Takuya Shimosaka (NMIJ/AIST)
Please use this template at your own risk
Support to CMCs
This key comparison supports the measurement capability of N2O in the range of 200 nmol/mol to 20 μmol/mol in synthetic air.
Name of Target Analyte
Laboratory | Cylinder | xi,ref (µmol/mol) | ui,ref (µmol/mol) Standard Unc. | xi,lab (µmol/mol) | ui,lab (µmol/mol) Standard Unc. | Di (µmol/mol) | U(Di) (µmol/mol) (k=2) Expanded Unc. | Agree with RV? | Deviation (µmol/mol) | Exp. U (µmol/mol) | Transition Point (µmol/mol) | Minimum Uncertainty(%) (>10umol/mol) | Min Unc at Transition Point (µmol/mol) | Exp. U at LB (%) | LB (µmol/mol) | UB (µmol/mol) | Uncertainty at LB (%) Expanded Unc. | Uncertainty at UB (%) Expanded Unc. | Uncertainty at LB (µmol/mol) | Uncertainty at UB (µmol/mol) | LB (nmol/mol) | UB (nmol/mol) | Uncertainty at LB (nmol/mol) | Uncertainty at UB (nmol/mol)
KRISS | ME5524 | 0.31044 | 0.00024 | 0.31055 | 0.00017 | 0.00011 | 0.00059 | 0 | 0 | 0.00034 | 0.31044 | 0.10952 | 0.00034 | 100 | 1 | 1000 | 0.10952 | 0.10952 | 0.0010952 | 1.0952 | 1000 | 1000000 | 1.0952 | 1095.2197
NIM | ME5622 | 0.3154 | 0.00024 | 0.314 | 0.0013 | -0.0014 | 0.00255 | 0 | 0 | 0.0026 | 0.3154 | 0.82435 | 0.0026 | 100 | 1 | 1000 | 0.82435 | 0.82435 | 0.0082435 | 8.2435 | 1000 | 1000000 | 8.2435 | 8243.5003
NIST | ME5591 | 0.32502 | 0.00024 | 0.3245 | 0.0008 | -0.00052 | 0.00167 | 0 | 0 | 0.0016 | 0.32502 | 0.49228 | 0.0016 | 100 | 1 | 1000 | 0.49228 | 0.49228 | 0.0049228 | 4.9228 | 1000 | 1000000 | 4.9228 | 4922.774
NMIJ | ME5547 | 0.31293 | 0.00024 | 0.31319 | 0.00021 | 0.00026 | 0.00063 | 0 | 0 | 0.00042 | 0.31293 | 0.13422 | 0.00042 | 100 | 1 | 1000 | 0.13422 | 0.13422 | 0.0013422 | 1.3422 | 1000 | 1000000 | 1.3422 | 1342.1532
VNIIM | ME5563 | 0.32505 | 0.00024 | 0.32383 | 0.00123 | -0.00122 | 0.0025 | 0 | 0 | 0.00246 | 0.32505 | 0.75681 | 0.00246 | 100 | 1 | 1000 | 0.75681 | 0.75681 | 0.0075681 | 7.5681 | 1000 | 1000000 | 7.5681 | 7568.0665
VSL | ME5589 | 0.33093 | 0.00024 | 0.33 | 0.0025 | -0.00093 | 0.00502 | 0 | 0 | 0.005 | 0.33093 | 1.5109 | 0.005 | 100 | 1 | 1000 | 1.5109 | 1.5109 | 0.015109 | 15.1089 | 1000 | 1000000 | 15.1089 | 15108.9354
ESRL/NOAA | ME5572 | 0.31952 | 0.00024 | 0.31939 | 0.00053 | -0.00013 | 0.00116 | 0 | 0 | 0.00106 | 0.31952 | 0.33175 | 0.00106 | 100 | 1 | 1000 | 0.33175 | 0.33175 | 0.0033175 | 3.3175 | 1000 | 1000000 | 3.3175 | 3317.4762
unit : nmol/mol
[7 empty] | u(Dx) | U(Dx)
Laboratory | Cylinder | xKCRV | uKCRV | xlab | ulab | Dx | k=1 | k=2
KRISS | ME5524 | 310.44 | 0.24 | 310.55 | 0.17 | 0.11 | 0.29 | 0.59
NIM | ME5622 | 315.4 | 0.24 | 314 | 1.3 | -1.4 | 1.27 | 2.55
NIST | ME5591 | 325.02 | 0.24 | 324.5 | 0.8 | -0.52 | 0.84 | 1.67
NMIJ | ME5547 | 312.93 | 0.24 | 313.19 | 0.21 | 0.26 | 0.32 | 0.63
VNIIM | ME5563 | 325.05 | 0.24 | 323.83 | 1.23 | -1.22 | 1.25 | 2.5
VSL | ME5589 | 330.93 | 0.24 | 330 | 2.5 | -0.93 | 2.51 | 5.02
ESRL/NOAA | ME5572 | 319.52 | 0.24 | 319.39 | 0.53 | -0.13 | 0.58 | 1.16
Writer & Reviewer :
Put Amount Fraction Range in micro-mol/mol on yellow cells
Writer & Reviewer :
Put Amount Fraction Range in micro-mol/mol on yellow cells
Writer & Reviewer :
Put Amount Fraction Range in micro-mol/mol on yellow cells
Writer & Reviewer :
Put Amount Fraction Range in micro-mol/mol on yellow cells
Writer & Reviewer :
Put Amount Fraction Range in micro-mol/mol on yellow cells
Writer & Reviewer :
Put Amount Fraction Range in micro-mol/mol on yellow cells
Writer & Reviewer :
Put Amount Fraction Range in micro-mol/mol on yellow cells

## CCQM-K71
CCQM-K71 | [8 empty] | Transition Point | 10 | µmol/mol |  | Ver 1.1 (2021/12/22)
Stack gas | [8 empty] | Transition Point 2 | 1 | µmol/mol |  | made by Takuya Shimosaka (NMIJ/AIST)
Please use this template at your own risk
Table 2: Nominal composition of the mixtures
Component |  | x
Nitrogen monoxide |  | 10-100 µmol/mol
Carbon dioxide |  | 100-160 mmol/mol
Carbon monoxide |  | 10-100 µmol/mol
Propane |  | 1-10 µmol/mol
Sulphur dioxide |  | 20-200 µmol/mol
Support to CMCs
At the November 2009 meeting in Rio de Janeiro, the HFTLS statement was modified to include concentration ranges for the components in the standards.
HFTLS: “This key comparison can be used to support CMC3 claims for stack gas type multi component mixtures.” The following ranges in a nitrogen matrix were suggested:
NO 10-1000 µmol/mol
CO 10-1000 µmol/mol
CO2 50-200 mmol/mol
C3H8 1-100 µmol/mol
SO2 10-1000 µmol/mol.
CO
Laboratory | Cylinder | xi,ref (µmol/mol) | ui,ref (µmol/mol) Standard Unc. | xi,lab (µmol/mol) | ui,lab (µmol/mol) Standard Unc. | Di (µmol/mol) | U(Di) (µmol/mol) (k=2) Expanded Unc. | Agree with RV? | Deviation (µmol/mol) | Exp. U (µmol/mol) | Transition Point (µmol/mol) | Minimum Uncertainty(%) (>10umol/mol) | Min Unc at Transition Point (µmol/mol) | Exp. U at LB (%) | LB (µmol/mol) | UB (µmol/mol) | Uncertainty at LB (%) | Uncertainty at UB (%) | Uncertainty at LB (µmol/mol) | Uncertainty at UB (µmol/mol) | LB (nmol/mol) | UB (nmol/mol) | Uncertainty at LB (nmol/mol) | Uncertainty at UB (nmol/mol)
NIST | M937423 | 40.083 | 0.06907 | 40.112 | 0.0315 | 0.03 | 0.1518 | 0 | 0 | 0.063 | 10 | 0.15717 | 0.015717 | 100 | 1 | 1000 | 1.5717 | 0.15717 | 0.015717 | 1.5717 | 1000 | 1000000 | 15.7174 | 1571.7386
NIM | M937410 | 40.092 | 0.06908 | 40.05 | 0.12 | -0.04 | 0.2769 | 0 | 0 | 0.24 | 10 | 0.59862 | 0.059862 | 100 | 1 | 1000 | 5.9862 | 0.59862 | 0.059862 | 5.9862 | 1000 | 1000000 | 59.8623 | 5986.2317
NPL | M937411 | 40.047 | 0.06903 | 40 | 0.1 | -0.05 | 0.243 | 0 | 0 | 0.2 | 10 | 0.49941 | 0.049941 | 100 | 1 | 1000 | 4.9941 | 0.49941 | 0.049941 | 4.9941 | 1000 | 1000000 | 49.9413 | 4994.1319
VSL | M937400 | 40.101 | 0.0691 | 40.2 | 0.19 | 0.1 | 0.4043 | 0 | 0 | 0.38 | 10 | 0.94761 | 0.094761 | 100 | 1 | 1000 | 9.4761 | 0.94761 | 0.094761 | 9.4761 | 1000 | 1000000 | 94.7607 | 9476.0729
CENAM | M937407 | 39.953 | 0.0689 | 40.1 | 0.255 | 0.15 | 0.5283 | 0 | 0 | 0.51 | 10 | 1.2765 | 0.12765 | 100 | 1 | 1000 | 12.765 | 1.2765 | 0.12765 | 12.765 | 1000 | 1000000 | 127.65 | 12764.9989
SMU | M937405 | 40.128 | 0.06913 | 40.11 | 0.095 | -0.02 | 0.235 | 0 | 0 | 0.19 | 10 | 0.47348 | 0.047348 | 100 | 1 | 1000 | 4.7348 | 0.47348 | 0.047348 | 4.7348 | 1000 | 1000000 | 47.3485 | 4734.8485
VNIIM | M937403 | 40.116 | 0.06912 | 45.22 | 0.125 | 5.1 | 0.2857 | 1 | 5.104 | 10.2111 | 10 | 25.4538 | 2.5454 | 100 | 10 | 1000 | 25.4538 | 25.4538 | 2.5454 | 254.5384 | 10000 | 1000000 | 2545.3836 | 254538.3604
NMISA | M937424 | 40.094 | 0.06909 | 39.8 | 0.105 | -0.29 | 0.2514 | 1 | 0.294 | 0.62437 | 10 | 1.5573 | 0.15573 | 100 | 1 | 1000 | 15.5728 | 1.5573 | 0.15573 | 15.5728 | 1000 | 1000000 | 155.7278 | 15572.7762
KRISS | M937414 | 40.111 | 0.06911 | 39.91 | 0.07 | -0.2 | 0.1967 | 1 | 0.201 | 0.42568 | 10 | 1.0613 | 0.10613 | 100 | 1 | 1000 | 10.6126 | 1.0613 | 0.10613 | 10.6126 | 1000 | 1000000 | 106.1257 | 10612.5659
IPQ | M937419 | 40.09 | 0.06908 | 38.53 | 0.15 | -1.56 | 0.3303 | 1 | 1.56 | 3.1344 | 10 | 7.8184 | 0.78184 | 100 | 1 | 1000 | 78.1838 | 7.8184 | 0.78184 | 78.1838 | 1000 | 1000000 | 781.8383 | 78183.8337
INMETRO | M937401 | 40.127 | 0.06913 | 29.495 | 0.1845 | -10.63 | 0.3941 | 1 | 10.632 | 21.2672 | 10 | 52.9997 | 5.3 | 100 | 10 | 1000 | 52.9997 | 52.9997 | 5.3 | 529.9973 | 10000 | 1000000 | 5299.9729 | 529997.2945
CO2
Laboratory | Cylinder | xi,ref (µmol/mol) | ui,ref (µmol/mol) Standard Unc. | xi,lab (µmol/mol) | ui,lab (µmol/mol) Standard Unc. | Di (µmol/mol) | U(Di) (µmol/mol) (k=2) Expanded Unc. | Agree with RV? | Deviation (µmol/mol) | Exp. U (µmol/mol) | Transition Point (µmol/mol) | Minimum Uncertainty(%) (>10umol/mol) | Min Unc at Transition Point (µmol/mol) | Exp. U at LB (%) | LB (µmol/mol) | UB (µmol/mol) | Uncertainty at LB (%) | Uncertainty at UB (%) | Uncertainty at LB (µmol/mol) | Uncertainty at UB (µmol/mol) | LB (nmol/mol) | UB (nmol/mol) | Uncertainty at LB (nmol/mol) | Uncertainty at UB (nmol/mol)
NIST | M937423 | 119800 | 120.4 | 119930 | 55 | 130 | 265 | 0 | 0 | 110 | 10 | 0.09182 | 0.009182 | 100 | 1 | 1000 | 0.9182 | 0.09182 | 0.009182 | 0.9182 | 1000 | 1000000 | 9.182 | 918.197
NIM | M937410 | 120100 | 120.7 | 120200 | 300 | 100 | 647 | 0 | 0 | 600 | 10 | 0.49958 | 0.049958 | 100 | 1 | 1000 | 4.9958 | 0.49958 | 0.049958 | 4.9958 | 1000 | 1000000 | 49.9584 | 4995.8368
NPL | M937411 | 119790 | 120.39 | 119700 | 100 | -90 | 313 | 0 | 0 | 200 | 10 | 0.16696 | 0.016696 | 100 | 1 | 1000 | 1.6696 | 0.16696 | 0.016696 | 1.6696 | 1000 | 1000000 | 16.6959 | 1669.5884
VSL | M937400 | 120010 | 120.61 | 120070 | 170 | 60 | 417 | 0 | 0 | 340 | 10 | 0.28331 | 0.028331 | 100 | 1 | 1000 | 2.8331 | 0.28331 | 0.028331 | 2.8331 | 1000 | 1000000 | 28.331 | 2833.0972
CENAM | M937407 | 120330 | 120.93 | 120170 | 470 | -160 | 971 | 0 | 0 | 940 | 10 | 0.78119 | 0.078119 | 100 | 1 | 1000 | 7.8119 | 0.78119 | 0.078119 | 7.8119 | 1000 | 1000000 | 78.1185 | 7811.8507
SMU | M937405 | 120040 | 120.64 | 119980 | 60 | -60 | 269 | 0 | 0 | 120 | 10 | 0.099967 | 0.0099967 | 100 | 1 | 1000 | 0.99967 | 0.099967 | 0.0099967 | 0.99967 | 1000 | 1000000 | 9.9967 | 999.6668
VNIIM | M937403 | 120240 | 120.84 | 120000 | 285 | -240 | 619 | 0 | 0 | 570 | 10 | 0.47405 | 0.047405 | 100 | 1 | 1000 | 4.7405 | 0.47405 | 0.047405 | 4.7405 | 1000 | 1000000 | 47.4052 | 4740.519
NMISA | M937424 | 119970 | 120.57 | 120170 | 130 | 200 | 355 | 0 | 0 | 260 | 10 | 0.21672 | 0.021672 | 100 | 1 | 1000 | 2.1672 | 0.21672 | 0.021672 | 2.1672 | 1000 | 1000000 | 21.6721 | 2167.2085
KRISS | M937414 | 119890 | 120.49 | 119880 | 60 | -10 | 269 | 0 | 0 | 120 | 10 | 0.10009 | 0.010009 | 100 | 1 | 1000 | 1.0009 | 0.10009 | 0.010009 | 1.0009 | 1000 | 1000000 | 10.0092 | 1000.9175
IPQ | M937419 | 119920 | 120.52 | 120610 | 160 | 690 | 401 | 1 | 690 | 1416.6157 | 10 | 1.1813 | 0.11813 | 100 | 1 | 1000 | 11.813 | 1.1813 | 0.11813 | 11.813 | 1000 | 1000000 | 118.1301 | 11813.006
INMETRO | M937401 | 119900 | 120.5 | 119720 | 555 | -180 | 1136 | 0 | 0 | 1110 | 10 | 0.92577 | 0.092577 | 100 | 1 | 1000 | 9.2577 | 0.92577 | 0.092577 | 9.2577 | 1000 | 1000000 | 92.5771 | 9257.7148
C3H8
Laboratory | Cylinder | xi,ref (µmol/mol) | ui,ref (µmol/mol) Standard Unc. | xi,lab (µmol/mol) | ui,lab (µmol/mol) Standard Unc. | Di (µmol/mol) | U(Di) (µmol/mol) (k=2) Expanded Unc. | Agree with RV? | Deviation (µmol/mol) | Exp. U (µmol/mol) | Transition Point (µmol/mol) | Minimum Uncertainty(%) (>10umol/mol) | Min Unc at Transition Point (µmol/mol) | Exp. U at LB (%) | LB (µmol/mol) | UB (µmol/mol) | Uncertainty at LB (%) | Uncertainty at UB (%) | Uncertainty at LB (µmol/mol) | Uncertainty at UB (µmol/mol) | LB (nmol/mol) | UB (nmol/mol) | Uncertainty at LB (nmol/mol) | Uncertainty at UB (nmol/mol)
NIST | M937423 | 5.9745 | 0.00703 | 5.979 | 0.0075 | 0.0045 | 0.0206 | 0 | 0 | 0.015 | 10 | 0.15 | 0.015 | 100 | 1 | 1000 | 1.5 | 0.15 | 0.015 | 1.5 | 1000 | 1000000 | 15 | 1500
NIM | M937410 | 5.9758 | 0.00703 | 5.969 | 0.018 | -0.0068 | 0.0386 | 0 | 0 | 0.036 | 10 | 0.36 | 0.036 | 100 | 1 | 1000 | 3.6 | 0.36 | 0.036 | 3.6 | 1000 | 1000000 | 36 | 3600
NPL | M937411 | 5.9692 | 0.00702 | 5.98 | 0.01 | 0.0108 | 0.0244 | 0 | 0 | 0.02 | 10 | 0.2 | 0.02 | 100 | 1 | 1000 | 2 | 0.2 | 0.02 | 2 | 1000 | 1000000 | 20 | 2000
VSL | M937400 | 5.977 | 0.00703 | 5.98 | 0.0085 | 0.003 | 0.0221 | 0 | 0 | 0.017 | 10 | 0.17 | 0.017 | 100 | 1 | 1000 | 1.7 | 0.17 | 0.017 | 1.7 | 1000 | 1000000 | 17 | 1700
CENAM | M937407 | 5.955 | 0.00701 | 5.934 | 0.017 | -0.021 | 0.0368 | 0 | 0 | 0.034 | 10 | 0.34 | 0.034 | 100 | 1 | 1000 | 3.4 | 0.34 | 0.034 | 3.4 | 1000 | 1000000 | 34 | 3400
SMU | M937405 | 5.9812 | 0.00703 | 6.004 | 0.029 | 0.0228 | 0.0597 | 0 | 0 | 0.058 | 10 | 0.58 | 0.058 | 100 | 1 | 1000 | 5.8 | 0.58 | 0.058 | 5.8 | 1000 | 1000000 | 58 | 5800
VNIIM | M937403 | 5.9793 | 0.00703 | 5.901 | 0.0215 | -0.0783 | 0.0452 | 1 | 0.0783 | 0.1624 | 10 | 1.624 | 0.1624 | 100 | 1 | 1000 | 16.2396 | 1.624 | 0.1624 | 16.2396 | 1000 | 1000000 | 162.3963 | 16239.6305
NMISA | M937424 | 5.976 | 0.00703 | 6.048 | 0.015 | 0.072 | 0.0331 | 1 | 0.072 | 0.14709 | 10 | 1.4709 | 0.14709 | 100 | 1 | 1000 | 14.7092 | 1.4709 | 0.14709 | 14.7092 | 1000 | 1000000 | 147.0918 | 14709.1808
KRISS | M937414 | 5.9787 | 0.00703 | 5.98 | 0.03 | 0.0013 | 0.0616 | 0 | 0 | 0.06 | 10 | 0.6 | 0.06 | 100 | 1 | 1000 | 6 | 0.6 | 0.06 | 6 | 1000 | 1000000 | 60 | 6000
IPQ
INMETRO | M937401 | 5.981 | 0.00703 | 5.62 | 0.086 | -0.361 | 0.1726 | 1 | 0.361 | 0.7422 | 10 | 7.422 | 0.7422 | 100 | 1 | 1000 | 74.2205 | 7.422 | 0.7422 | 74.2205 | 1000 | 1000000 | 742.2048 | 74220.4823
NO
Laboratory | Cylinder | xi,ref (µmol/mol) | ui,ref (µmol/mol) Standard Unc. | xi,lab (µmol/mol) | ui,lab (µmol/mol) Standard Unc. | Di (µmol/mol) | U(Di) (µmol/mol) (k=2) Expanded Unc. | Agree with RV? | Deviation (µmol/mol) | Exp. U (µmol/mol) | Transition Point (µmol/mol) | Minimum Uncertainty(%) (>10umol/mol) | Min Unc at Transition Point (µmol/mol) | Exp. U at LB (%) | LB (µmol/mol) | UB (µmol/mol) | Uncertainty at LB (%) | Uncertainty at UB (%) | Uncertainty at LB (µmol/mol) | Uncertainty at UB (µmol/mol) | LB (nmol/mol) | UB (nmol/mol) | Uncertainty at LB (nmol/mol) | Uncertainty at UB (nmol/mol)
NIST | M937423 | 80.12 | 0.0955 | 80.14 | 0.145 | 0.02 | 0.347 | 0 | 0 | 0.29 | 10 | 0.36196 | 0.036196 | 100 | 1 | 1000 | 3.6196 | 0.36196 | 0.036196 | 3.6196 | 1000 | 1000000 | 36.1957 | 3619.5706
NIM | M937410 | 80.138 | 0.095 | 79.65 | 0.4 | -0.488 | 0.822 | 0 | 0 | 0.8 | 10 | 0.99828 | 0.099828 | 100 | 1 | 1000 | 9.9828 | 0.99828 | 0.099828 | 9.9828 | 1000 | 1000000 | 99.8278 | 9982.7797
NPL | M937411 | 80.049 | 0.0949 | 80.3 | 0.4 | 0.251 | 0.822 | 0 | 0 | 0.8 | 10 | 0.99939 | 0.099939 | 100 | 1 | 1000 | 9.9939 | 0.99939 | 0.099939 | 9.9939 | 1000 | 1000000 | 99.9388 | 9993.8787
VSL | M937400 | 80.156 | 0.0955 | 80.34 | 0.195 | 0.184 | 0.434 | 0 | 0 | 0.39 | 10 | 0.48655 | 0.048655 | 100 | 1 | 1000 | 4.8655 | 0.48655 | 0.048655 | 4.8655 | 1000 | 1000000 | 48.6551 | 4865.5123
CENAM | M937407 | 79.859 | 0.0953 | 78.2 | 0.85 | -1.659 | 1.711 | 0 | 0 | 1.7 | 10 | 2.1288 | 0.21288 | 100 | 1 | 1000 | 21.2875 | 2.1288 | 0.21288 | 21.2875 | 1000 | 1000000 | 212.8752 | 21287.5193
SMU | M937405 | 80.21 | 0.0956 | 80.18 | 0.4 | -0.03 | 0.823 | 0 | 0 | 0.8 | 10 | 0.99738 | 0.099738 | 100 | 1 | 1000 | 9.9738 | 0.99738 | 0.099738 | 9.9738 | 1000 | 1000000 | 99.7382 | 9973.8187
VNIIM | M937403 | 80.185 | 0.0956 | 80.78 | 0.21 | 0.595 | 0.461 | 1 | 0.595 | 1.2619 | 10 | 1.5738 | 0.15738 | 100 | 1 | 1000 | 15.7379 | 1.5738 | 0.15738 | 15.7379 | 1000 | 1000000 | 157.3789 | 15737.893
NMISA | M937424 | 80.142 | 0.0955 | 79.42 | 0.255 | -0.722 | 0.545 | 1 | 0.722 | 1.5314 | 10 | 1.9109 | 0.19109 | 100 | 1 | 1000 | 19.1088 | 1.9109 | 0.19109 | 19.1088 | 1000 | 1000000 | 191.0879 | 19108.7861
KRISS | M937414 | 80.176 | 0.0956 | 80.72 | 0.225 | 0.544 | 0.489 | 1 | 0.544 | 1.1774 | 10 | 1.4685 | 0.14685 | 100 | 1 | 1000 | 14.6851 | 1.4685 | 0.14685 | 14.6851 | 1000 | 1000000 | 146.8505 | 14685.0508
IPQ
INMETRO | M937401 | 80.207 | 0.095 | 79.6 | 0.7 | -0.607 | 1.413 | 0 | 0 | 1.4 | 10 | 1.7455 | 0.17455 | 100 | 1 | 1000 | 17.4548 | 1.7455 | 0.17455 | 17.4548 | 1000 | 1000000 | 174.5484 | 17454.8356
SO2
Laboratory | Cylinder | xi,ref (µmol/mol) | ui,ref (µmol/mol) Standard Unc. | xi,lab (µmol/mol) | ui,lab (µmol/mol) Standard Unc. | Di (µmol/mol) | U(Di) (µmol/mol) (k=2) Expanded Unc. | Agree with RV? | Deviation (µmol/mol) | Exp. U (µmol/mol) | Transition Point (µmol/mol) | Minimum Uncertainty(%) (>10umol/mol) | Min Unc at Transition Point (µmol/mol) | Exp. U at LB (%) | LB (µmol/mol) | UB (µmol/mol) | Uncertainty at LB (%) | Uncertainty at UB (%) | Uncertainty at LB (µmol/mol) | Uncertainty at UB (µmol/mol) | LB (nmol/mol) | UB (nmol/mol) | Uncertainty at LB (nmol/mol) | Uncertainty at UB (nmol/mol)
NIST | M937423 | 80.004 | 0.0933 | 80.25 | 0.125 | 0.25 | 0.312 | 0 | 0 | 0.25 | 10 | 0.31248 | 0.031248 | 100 | 1 | 1000 | 3.1248 | 0.31248 | 0.031248 | 3.1248 | 1000 | 1000000 | 31.2484 | 3124.8438
NIM | M937410 | 80.022 | 0.0933 | 79.16 | 0.395 | -0.86 | 0.8117 | 1 | 0.862 | 1.8964 | 10 | 2.3698 | 0.23698 | 100 | 1 | 1000 | 23.6983 | 2.3698 | 0.23698 | 23.6983 | 1000 | 1000000 | 236.983 | 23698.2952
NPL | M937411 | 79.933 | 0.0932 | 79.8 | 0.2 | -0.13 | 0.4413 | 0 | 0 | 0.4 | 10 | 0.50042 | 0.050042 | 100 | 1 | 1000 | 5.0042 | 0.50042 | 0.050042 | 5.0042 | 1000 | 1000000 | 50.0419 | 5004.191
VSL | M937400 | 80.039 | 0.0933 | 79.85 | 0.105 | -0.19 | 0.281 | 0 | 0 | 0.21 | 10 | 0.26237 | 0.026237 | 100 | 1 | 1000 | 2.6237 | 0.26237 | 0.026237 | 2.6237 | 1000 | 1000000 | 26.2372 | 2623.7209
CENAM | M937407 | 79.743 | 0.0931 | 80.5 | 1.65 | 0.76 | 3.3052 | 0 | 0 | 3.3 | 10 | 4.1383 | 0.41383 | 100 | 1 | 1000 | 41.3829 | 4.1383 | 0.41383 | 41.3829 | 1000 | 1000000 | 413.8294 | 41382.9427
SMU | M937405 | 80.094 | 0.0934 | 80.47 | 0.435 | 0.38 | 0.8898 | 0 | 0 | 0.87 | 10 | 1.0862 | 0.10862 | 100 | 1 | 1000 | 10.8622 | 1.0862 | 0.10862 | 10.8622 | 1000 | 1000000 | 108.6224 | 10862.2369
VNIIM | M937403 | 80.068 | 0.0934 | 80.77 | 0.235 | 0.7 | 0.5057 | 1 | 0.702 | 1.4806 | 10 | 1.8492 | 0.18492 | 100 | 1 | 1000 | 18.4915 | 1.8492 | 0.18492 | 18.4915 | 1000 | 1000000 | 184.9153 | 18491.5274
NMISA | M937424 | 80.026 | 0.0933 | 80.13 | 0.27 | 0.1 | 0.5713 | 0 | 0 | 0.54 | 10 | 0.67478 | 0.067478 | 100 | 1 | 1000 | 6.7478 | 0.67478 | 0.067478 | 6.7478 | 1000 | 1000000 | 67.4781 | 6747.807
KRISS | M937414 | 80.06 | 0.0933 | 79.84 | 0.22 | -0.22 | 0.478 | 0 | 0 | 0.44 | 10 | 0.54959 | 0.054959 | 100 | 1 | 1000 | 5.4959 | 0.54959 | 0.054959 | 5.4959 | 1000 | 1000000 | 54.9588 | 5495.8781
IPQ | M937419 | 80.017 | 0.0933 | 79.64 | 0.22 | -0.38 | 0.4779 | 0 | 0 | 0.44 | 10 | 0.54988 | 0.054988 | 100 | 1 | 1000 | 5.4988 | 0.54988 | 0.054988 | 5.4988 | 1000 | 1000000 | 54.9883 | 5498.8315
INMETRO | M937401 | 80.091 | 0.0934 | 80 | 0.45 | -0.09 | 0.9192 | 0 | 0 | 0.9 | 10 | 1.1237 | 0.11237 | 100 | 1 | 1000 | 11.2372 | 1.1237 | 0.11237 | 11.2372 | 1000 | 1000000 | 112.3722 | 11237.2177
3.2 Results
In this section, the results of the key comparison are summarised. In the tables, the following data is presented
xprep amount of substance fraction, from preparation
uprep standard uncertainty associated with xprep uver standard uncertainty from verification
uKCRV combined standard uncertainty of reference value
xlab result of laboratory
Ulab stated expanded uncertainty of laboratory, at 95% level of confidence
klab stated coverage factor
D difference between laboratory result and reference value
k assigned coverage factor for degree of equivalence
U(D) Expanded uncertainty associated with difference D, at 95% level of confidence5
Table 8: Results and degrees–of–equivalence for carbon monoxide
Lab | Cylinder | xprep μmol/mol | uprep μmol/mol | uver μmol/mol | uKCRV μmol/mol | xlab μmol/mol | Ulab μmol/mol | klab | D μmol/mol | D/x | k | U(D) μmol/mol | U(D)/x
NIST | M937423 | 40.083 | 0.034 | 0.06012 | 0.06907 | 40.112 | 0.063 | 2 | 0.03 | 0.07% | 2 | 0.1518 | 0.38%
NIM | M937410 | 40.092 | 0.034 | 0.06014 | 0.06908 | 40.05 | 0.24 | 2 | -0.04 | -0.1% | 2 | 0.2769 | 0.69%
NPL | M937411 | 40.047 | 0.034 | 0.06007 | 0.06903 | 40 | 0.2 | 2 | -0.05 | -0.12% | 2 | 0.243 | 0.61%
VSL | M937400 | 40.101 | 0.034 | 0.06015 | 0.0691 | 40.2 | 0.38 | 2 | 0.1 | 0.25% | 2 | 0.4043 | 1.01%
CENAM | M937407 | 39.953 | 0.034 | 0.05993 | 0.0689 | 40.1 | 0.51 | 2 | 0.15 | 0.37% | 2 | 0.5283 | 1.32%
SMU | M937405 | 40.128 | 0.034 | 0.06019 | 0.06913 | 40.11 | 0.19 | 2 | -0.02 | -0.04% | 2 | 0.235 | 0.59%
VNIIM | M937403 | 40.116 | 0.034 | 0.06017 | 0.06912 | 45.22 | 0.25 | 2 | 5.1 | 12.72% | 2 | 0.2857 | 0.71%
NMISA | M937424 | 40.094 | 0.034 | 0.06014 | 0.06909 | 39.8 | 0.21 | 2 | -0.29 | -0.73% | 2 | 0.2514 | 0.63%
KRISS | M937414 | 40.111 | 0.034 | 0.06017 | 0.06911 | 39.91 | 0.14 | 2 | -0.2 | -0.5% | 2 | 0.1967 | 0.49%
IPQ | M937419 | 40.09 | 0.034 | 0.06014 | 0.06908 | 38.53 | 0.3 | 2 | -1.56 | -3.89% | 2 | 0.3303 | 0.82%
INMETRO | M937401 | 40.127 | 0.034 | 0.06019 | 0.06913 | 29.495 | 0.369 | 2 | -10.63 | -26.5% | 2 | 0.3941 | 0.98%
5 As defined in the MRA [9], a degree of equivalence is given by Δx and U(Δx).
Table 9: Results and degrees–of–equivalence for carbon dioxide
Lab | Cylinder | xprep mmol/mol | uprep mmol/mol | uver mmol/mol | uKCRV mmol/mol | xlab mmol/mol | Ulab mmol/mol | klab | D μmol/mol | D/x | k | U(D) μmol/mol | U(D)/x
NIST | M937423 | 119.8 | 0.012 | 0.1198 | 0.1204 | 119.93 | 0.11 | 2 | 0.13 | 0.11% | 2 | 0.265 | 0.22%
NIM | M937410 | 120.1 | 0.012 | 0.1201 | 0.1207 | 120.2 | 0.6 | 2 | 0.1 | 0.08% | 2 | 0.647 | 0.54%
NPL | M937411 | 119.79 | 0.012 | 0.11979 | 0.12039 | 119.7 | 0.2 | 2 | -0.09 | -0.08% | 2 | 0.313 | 0.26%
VSL | M937400 | 120.01 | 0.012 | 0.12001 | 0.12061 | 120.07 | 0.34 | 2 | 0.06 | 0.05% | 2 | 0.417 | 0.35%
CENAM | M937407 | 120.33 | 0.012 | 0.12033 | 0.12093 | 120.17 | 0.94 | 2 | -0.16 | -0.13% | 2 | 0.971 | 0.81%
SMU | M937405 | 120.04 | 0.012 | 0.12004 | 0.12064 | 119.98 | 0.12 | 2 | -0.06 | -0.05% | 2 | 0.269 | 0.22%
VNIIM | M937403 | 120.24 | 0.012 | 0.12024 | 0.12084 | 120 | 0.57 | 2 | -0.24 | -0.2% | 2 | 0.619 | 0.51%
NMISA | M937424 | 119.97 | 0.012 | 0.11997 | 0.12057 | 120.17 | 0.26 | 2 | 0.2 | 0.17% | 2 | 0.355 | 0.3%
KRISS | M937414 | 119.89 | 0.012 | 0.11989 | 0.12049 | 119.88 | 0.12 | 2 | -0.01 | -0.01% | 2 | 0.269 | 0.22%
IPQ | M937419 | 119.92 | 0.012 | 0.11992 | 0.12052 | 120.61 | 0.32 | 2 | 0.69 | 0.58% | 2 | 0.401 | 0.33%
INMETRO | M937401 | 119.9 | 0.012 | 0.1199 | 0.1205 | 119.72 | 1.11 | 2 | -0.18 | -0.15% | 2 | 1.136 | 0.95%
Table 10: Results and degrees–of–equivalence for propane
Lab | Cylinder | xprep μmol/mol | uprep μmol/mol | uver μmol/mol | uKCRV μmol/mol | xlab μmol/mol | Ulab μmol/mol | klab | D μmol/mol | D/x | k | U(D) μmol/mol | U(D)/x
NIST | M937423 | 5.9745 | 0.0037 | 0.00597 | 0.00703 | 5.979 | 0.015 | 2 | 0.0045 | 0.08% | 2 | 0.0206 | 0.34%
NIM | M937410 | 5.9758 | 0.0037 | 0.00598 | 0.00703 | 5.969 | 0.036 | 2 | -0.0068 | -0.11% | 2 | 0.0386 | 0.65%
NPL | M937411 | 5.9692 | 0.0037 | 0.00597 | 0.00702 | 5.98 | 0.02 | 2 | 0.0108 | 0.18% | 2 | 0.0244 | 0.41%
VSL | M937400 | 5.977 | 0.0037 | 0.00598 | 0.00703 | 5.98 | 0.017 | 2 | 0.003 | 0.05% | 2 | 0.0221 | 0.37%
CENAM | M937407 | 5.955 | 0.0037 | 0.00596 | 0.00701 | 5.934 | 0.034 | 2 | -0.021 | -0.35% | 2 | 0.0368 | 0.62%
SMU | M937405 | 5.9812 | 0.0037 | 0.00598 | 0.00703 | 6.004 | 0.058 | 2 | 0.0228 | 0.38% | 2 | 0.0597 | 1%
VNIIM | M937403 | 5.9793 | 0.0037 | 0.00598 | 0.00703 | 5.901 | 0.043 | 2 | -0.0783 | -1.31% | 2 | 0.0452 | 0.76%
NMISA | M937424 | 5.976 | 0.0037 | 0.00598 | 0.00703 | 6.048 | 0.03 | 2 | 0.072 | 1.2% | 2 | 0.0331 | 0.55%
KRISS | M937414 | 5.9787 | 0.0037 | 0.00598 | 0.00703 | 5.98 | 0.06 | 2 | 0.0013 | 0.02% | 2 | 0.0616 | 1.03%
IPQ
INMETRO | M937401 | 5.981 | 0.0037 | 0.00598 | 0.00703 | 5.62 | 0.172 | 2 | -0.361 | -6.04% | 2 | 0.1726 | 2.89%
Table 11: Results and degrees–of–equivalence for nitrogen monoxide
Lab | Cylinder | xprep μmol/mol | uprep μmol/mol | uver μmol/mol | uKCRV μmol/mol | xlab μmol/mol | Ulab μmol/mol | klab | D μmol/mol | D/x | k | U(D) μmol/mol | U(D)/x
NIST | M937423 | 80.12 | 0.052 | 0.0801 | 0.0955 | 80.14 | 0.29 | 2 | 0.02 | 0.02% | 2 | 0.347 | 0.43%
NIM | M937410 | 80.138 | 0.051 | 0.0801 | 0.095 | 79.65 | 0.8 | 2 | -0.488 | -0.61% | 2 | 0.822 | 1.03%
NPL | M937411 | 80.049 | 0.051 | 0.08 | 0.0949 | 80.3 | 0.8 | 2 | 0.251 | 0.31% | 2 | 0.822 | 1.03%
VSL | M937400 | 80.156 | 0.052 | 0.0802 | 0.0955 | 80.34 | 0.39 | 2 | 0.184 | 0.23% | 2 | 0.434 | 0.54%
CENAM | M937407 | 79.859 | 0.052 | 0.0799 | 0.0953 | 78.2 | 1.7 | 2 | -1.659 | -2.08% | 2 | 1.711 | 2.14%
SMU | M937405 | 80.21 | 0.052 | 0.0802 | 0.0956 | 80.18 | 0.8 | 2 | -0.03 | -0.04% | 2 | 0.823 | 1.03%
VNIIM | M937403 | 80.185 | 0.052 | 0.0802 | 0.0956 | 80.78 | 0.42 | 2 | 0.595 | 0.74% | 2 | 0.461 | 0.58%
NMISA | M937424 | 80.142 | 0.052 | 0.0801 | 0.0955 | 79.42 | 0.51 | 2 | -0.722 | -0.9% | 2 | 0.545 | 0.68%
KRISS | M937414 | 80.176 | 0.052 | 0.0802 | 0.0956 | 80.72 | 0.45 | 2 | 0.544 | 0.68% | 2 | 0.489 | 0.61%
IPQ
INMETRO | M937401 | 80.207 | 0.051 | 0.0802 | 0.095 | 79.6 | 1.4 | 2 | -0.607 | -0.76% | 2 | 1.413 | 1.76%
Table 12: Results and degrees–of–equivalence for sulphur dioxide
Lab | Cylinder | xprep μmol/mol | uprep μmol/mol | uver μmol/mol | uKCRV μmol/mol | xlab μmol/mol | Ulab μmol/mol | klab | D μmol/mol | D/x | k | U(D) μmol/mol | U(D)/x
NIST | M937423 | 80.004 | 0.048 | 0.08 | 0.0933 | 80.25 | 0.25 | 2 | 0.25 | 0.31% | 2 | 0.312 | 0.39%
NIM | M937410 | 80.022 | 0.048 | 0.08 | 0.0933 | 79.16 | 0.79 | 2 | -0.86 | -1.08% | 2 | 0.8117 | 1.01%
NPL | M937411 | 79.933 | 0.048 | 0.0799 | 0.0932 | 79.8 | 0.4 | 2 | -0.13 | -0.17% | 2 | 0.4413 | 0.55%
VSL | M937400 | 80.039 | 0.048 | 0.08 | 0.0933 | 79.85 | 0.21 | 2 | -0.19 | -0.24% | 2 | 0.281 | 0.35%
CENAM | M937407 | 79.743 | 0.048 | 0.0797 | 0.0931 | 80.5 | 3.3 | 2 | 0.76 | 0.95% | 2 | 3.3052 | 4.14%
SMU | M937405 | 80.094 | 0.048 | 0.0801 | 0.0934 | 80.47 | 0.87 | 2 | 0.38 | 0.47% | 2 | 0.8898 | 1.11%
VNIIM | M937403 | 80.068 | 0.048 | 0.0801 | 0.0934 | 80.77 | 0.47 | 2 | 0.7 | 0.88% | 2 | 0.5057 | 0.63%
NMISA | M937424 | 80.026 | 0.048 | 0.08 | 0.0933 | 80.13 | 0.54 | 2 | 0.1 | 0.13% | 2 | 0.5713 | 0.71%
KRISS | M937414 | 80.06 | 0.048 | 0.0801 | 0.0933 | 79.84 | 0.44 | 2 | -0.22 | -0.27% | 2 | 0.478 | 0.6%
IPQ | M937419 | 80.017 | 0.048 | 0.08 | 0.0933 | 79.64 | 0.44 | 2 | -0.38 | -0.47% | 2 | 0.4779 | 0.6%
INMETRO | M937401 | 80.091 | 0.048 | 0.0801 | 0.0934 | 80 | 0.9 | 2 | -0.09 | -0.11% | 2 | 0.9192 | 1.15%
Writer & Reviewer :
Put Amount Fraction Range in micro-mol/mol on yellow cells

## CCQM-K74
CCQM-K74 | [8 empty] | Transition Point | 10 | µmol/mol |  | Ver 1.1 (2021/12/22)
Nitrogen dioxide at 10 µmol/mol | [8 empty] | Transition Point 2 | 1 | µmol/mol |  | made by Takuya Shimosaka (NMIJ/AIST)
Please use this template at your own risk
Support to CMCs
The results of this key comparison can be used to support CMC claims for analytical
capabilities for NO2 in nitrogen and synthetic air mixtures in the range 10 μmol/mol to
1000 μmol/mol.
Name of Target Analyte
Laboratory | Cylinder | xi,ref (µmol/mol) | ui,ref (µmol/mol) Standard Unc. | xi,lab (µmol/mol) | ui,lab (µmol/mol) Standard Unc. | Di (µmol/mol) | U(Di) (µmol/mol) (k=2) Expanded Unc. | Agree with RV? | Deviation (µmol/mol) | Exp. U (µmol/mol) | Transition Point (µmol/mol) | Min Unc at Transition Point (%) | Min Unc at Transition Point (µmol/mol) | Exp. U at LB (%) | LB (µmol/mol) | UB (µmol/mol) | Uncertainty at LB (%) Expanded Unc. | Uncertainty at UB (%) Expanded Unc. | Uncertainty at LB (µmol/mol) Expanded Unc. | Uncertainty at UB (µmol/mol) Expanded Unc. | LB (nmol/mol) | UB (nmol/mol) | Uncertainty at LB (nmol/mol) Expanded Unc. | Uncertainty at UB (nmol/mol) Expanded Unc.
NPL | #930659-PRM | 10.226 | 0.042 | 10.331 | 0.04 | 0.105 | 0.115 | 0 | 0 | 0.08 | 10 | 0.78232 | 0.078232 | 100 | 1 | 1000 | 7.8232 | 0.78232 | 0.078232 | 7.8232 | 1000 | 1000000 | 78.232 | 7823.1958
NIM | #930650-PRM | 10.227 | 0.042 | 10.15 | 0.05 | -0.077 | 0.13 | 0 | 0 | 0.1 | 10 | 0.9778 | 0.09778 | 100 | 1 | 1000 | 9.778 | 0.9778 | 0.09778 | 9.778 | 1000 | 1000000 | 97.7804 | 9778.0385
SMU | #930655-PRM | 10.347 | 0.042 | 10.1 | 0.06 | -0.247 | 0.146 | 1 | 0.247 | 0.50837 | 10 | 4.9132 | 0.49132 | 100 | 1 | 1000 | 49.1317 | 4.9132 | 0.49132 | 49.1317 | 1000 | 1000000 | 491.3173 | 49131.73
NMIA | #930662-PRM | 10.378 | 0.042 | 10.74 | 0.315 | 0.362 | 0.635 | 0 | 0 | 0.63 | 10 | 6.0705 | 0.60705 | 100 | 1 | 1000 | 60.7053 | 6.0705 | 0.60705 | 60.7053 | 1000 | 1000000 | 607.0534 | 60705.3382
NMISA | #930649-PRM | 10.347 | 0.042 | 10.69 | 0.185 | 0.343 | 0.379 | 0 | 0 | 0.37 | 10 | 3.5759 | 0.35759 | 100 | 1 | 1000 | 35.7592 | 3.5759 | 0.35759 | 35.7592 | 1000 | 1000000 | 357.5916 | 35759.1572
CERI | #930671-PRM | 10.351 | 0.041 | 10.4 | 0.19 | 0.049 | 0.389 | 0 | 0 | 0.38 | 10 | 3.6711 | 0.36711 | 100 | 1 | 1000 | 36.7114 | 3.6711 | 0.36711 | 36.7114 | 1000 | 1000000 | 367.1143 | 36711.4288
METAS | #930660-PRM | 10.431 | 0.041 | 10.63 | 0.08 | 0.199 | 0.18 | 1 | 0.199 | 0.42896 | 10 | 4.1123 | 0.41123 | 100 | 1 | 1000 | 41.1233 | 4.1123 | 0.41123 | 41.1233 | 1000 | 1000000 | 411.2327 | 41123.2743
INRIM | #930667-PRM | 10.183 | 0.042 | 9.99 | 0.1 | -0.193 | 0.217 | 0 | 0 | 0.2 | 10 | 1.9641 | 0.19641 | 100 | 1 | 1000 | 19.6406 | 1.9641 | 0.19641 | 19.6406 | 1000 | 1000000 | 196.4058 | 19640.5774
KRISS | #930661-PRM | 10.27 | 0.042 | 10.45 | 0.155 | 0.18 | 0.321 | 0 | 0 | 0.31 | 10 | 3.0185 | 0.30185 | 100 | 1 | 1000 | 30.185 | 3.0185 | 0.30185 | 30.185 | 1000 | 1000000 | 301.85 | 30185.0049
FMI | #930673-PRM | 10.417 | 0.041 | 9.88 | 0.15 | -0.537 | 0.311 | 1 | 0.537 | 1.1151 | 10 | 10.7047 | 1.0705 | 100 | 10 | 1000 | 10.7047 | 10.7047 | 1.0705 | 107.0474 | 10000 | 1000000 | 1070.4738 | 107047.3793
LNE | #930675-PRM | 10.378 | 0.041 | 10.26 | 0.065 | -0.118 | 0.154 | 0 | 0 | 0.13 | 10 | 1.2526 | 0.12526 | 100 | 1 | 1000 | 12.5265 | 1.2526 | 0.12526 | 12.5265 | 1000 | 1000000 | 125.265 | 12526.4984
NIST | #930654-PRM | 10.299 | 0.041 | 10.28 | 0.05 | -0.019 | 0.13 | 0 | 0 | 0.1 | 10 | 0.97097 | 0.097097 | 100 | 1 | 1000 | 9.7097 | 0.97097 | 0.097097 | 9.7097 | 1000 | 1000000 | 97.0968 | 9709.6806
VSL | #930674-PRM | 10.37 | 0.041 | 10.51 | 0.105 | 0.14 | 0.226 | 0 | 0 | 0.21 | 10 | 2.0251 | 0.20251 | 100 | 1 | 1000 | 20.2507 | 2.0251 | 0.20251 | 20.2507 | 1000 | 1000000 | 202.5072 | 20250.7232
CEM | #930676-PRM | 10.435 | 0.042 | 10.72 | 0.11 | 0.285 | 0.235 | 1 | 0.285 | 0.61098 | 10 | 5.8551 | 0.58551 | 100 | 1 | 1000 | 58.5513 | 5.8551 | 0.58551 | 58.5513 | 1000 | 1000000 | 585.513 | 58551.2999
VNIIM | #930713-PRM | 10.32 | 0.042 | 10.55 | 0.08 | 0.23 | 0.181 | 1 | 0.23 | 0.48703 | 10 | 4.7193 | 0.47193 | 100 | 1 | 1000 | 47.193 | 4.7193 | 0.47193 | 47.193 | 1000 | 1000000 | 471.9301 | 47193.0064
BAM | #930722-PRM | 10.35 | 0.042 | 10.53 | 0.375 | 0.18 | 0.755 | 0 | 0 | 0.75 | 10 | 7.2464 | 0.72464 | 100 | 1 | 1000 | 72.4638 | 7.2464 | 0.72464 | 72.4638 | 1000 | 1000000 | 724.6377 | 72463.7681
BIPM | #930697-PRM | 10.343 | 0.041 | 10.343 | 0.024 | 0 | 0.096 | 0 | 0 | 0.048 | 10 | 0.46408 | 0.046408 | 100 | 1 | 1000 | 4.6408 | 0.46408 | 0.046408 | 4.6408 | 1000 | 1000000 | 46.4082 | 4640.8199
Laboratory | Cylinder | BIPM xKCRV | u(xKCRV) | xLab | u(xLab) | Participants D( xLab- xKCRV | ) | u(D) | U(D) (k=2)
NPL | #930659-PRM | 10.226 | 0.042 | 10.331 | 0.04 | 0.105 | 0.058 |  | 0.115
NIM | #930650-PRM | 10.227 | 0.042 | 10.15 | 0.05 | -0.077 | 0.065 |  | 0.13
SMU | #930655-PRM | 10.347 | 0.042 | 10.1 | 0.06 | -0.247 | 0.073 |  | 0.146
NMIA | #930662-PRM | 10.378 | 0.042 | 10.74 | 0.315 | 0.362 | 0.318 |  | 0.635
NMISA | #930649-PRM | 10.347 | 0.042 | 10.69 | 0.185 | 0.343 | 0.19 |  | 0.379
CERI | #930671-PRM | 10.351 | 0.041 | 10.4 | 0.19 | 0.049 | 0.194 |  | 0.389
METAS | #930660-PRM | 10.431 | 0.041 | 10.63 | 0.08 | 0.199 | 0.09 |  | 0.18
INRIM | #930667-PRM | 10.183 | 0.042 | 9.99 | 0.1 | -0.193 | 0.108 |  | 0.217
KRISS | #930661-PRM | 10.27 | 0.042 | 10.45 | 0.155 | 0.18 | 0.16 |  | 0.321
FMI | #930673-PRM | 10.417 | 0.041 | 9.88 | 0.15 | -0.537 | 0.156 |  | 0.311
LNE | #930675-PRM | 10.378 | 0.041 | 10.26 | 0.065 | -0.118 | 0.077 |  | 0.154
NIST | #930654-PRM | 10.299 | 0.041 | 10.28 | 0.05 | -0.019 | 0.065 |  | 0.13
VSL | #930674-PRM | 10.37 | 0.041 | 10.51 | 0.105 | 0.14 | 0.113 |  | 0.226
CEM | #930676-PRM | 10.435 | 0.042 | 10.72 | 0.11 | 0.285 | 0.118 |  | 0.235
VNIIM | #930713-PRM | 10.32 | 0.042 | 10.55 | 0.08 | 0.23 | 0.09 |  | 0.181
BAM | #930722-PRM | 10.35 | 0.042 | 10.53 | 0.375 | 0.18 | 0.377 |  | 0.755
BIPM | #930697-PRM | 10.343 | 0.041 | 10.343 | 0.024 | 0 | 0.048 |  | 0.096
Table 7. Laboratory results for nitrogen dioxide measurements (μmol/mol).
Writer & Reviewer :
Put Amount Fraction Range in micro-mol/mol on yellow cells

## CCQM-K76
CCQM-K76 | [8 empty] | Transition Point | 10 | µmol/mol |  | Ver 1.1 (2021/12/22)
SO2 in N2 at 100umol/mol | [8 empty] | Transition Point 2 | 1 | µmol/mol |  | made by Takuya Shimosaka (NMIJ/AIST)
Please use this template at your own risk
Support to CMCs
This Key Comparison provides evidence in support of CMCs for sulfur dioxide in the range of 50 µmol/mol to 1 % mol/mol, in a balance of nitrogen or air.
In addition this comparison provides evidence in support of CMC claims extending to all core compounds and concentrations as defined by the Gas Analysis Working Group (GAWG). Institutes which may claim core competences under the rules of the GAWG may use the results of this comparison to support core competency claims.
In order to justify CMCs at amount fractions lower than 50 µmol/mol using this comparison as supporting
evidence, it will be necessary for the NMI to provide evidence that they have sufficient capability to analyze the level of impurity of the minor component in the balance gas at less than half their stated uncertainty claim. They must also have analytical methods with sufficient stability and reproducibility to measure changes in concentration of less than their uncertainty over time. In addition, to justify CMCs for CRMs at lower amount fractions it will be necessary to provide evidence of stability trials on cylinders.
This comparison shall not be used as evidence for claims below 1 µmol/mol.
Name of Target Analyte
Laboratory | Cylinder | xi,ref (µmol/mol) | ui,ref (µmol/mol) Standard Unc. | xi,lab (µmol/mol) | ui,lab (µmol/mol) Standard Unc. | Di (µmol/mol) | U(Di) (µmol/mol) (k=2) Expanded Unc. | Agree with RV? | Deviation (µmol/mol) | Exp. U (µmol/mol) | Transition Point (µmol/mol) | Minimum Uncertainty(%) (>10umol/mol) | Min Unc at Transition Point (µmol/mol) | Exp. U at LB (%) | LB (µmol/mol) | UB (µmol/mol) | Uncertainty at LB (%) Expanded Unc. | Uncertainty at UB (%) Expanded Unc. | Uncertainty at LB (µmol/mol) | Uncertainty at UB (µmol/mol) | LB (nmol/mol) | UB (nmol/mol) | Uncertainty at LB (nmol/mol) | Uncertainty at UB (nmol/mol)
CENAM | SG080089A | 100.238 | 0.14 | 100.26 | 0.32 | 0.02 | 0.69 | 0 | 0 | 0.64 | 10 | 0.63848 | 0.063848 | 100 | 1 | 1000 | 6.3848 | 0.63848 | 0.063848 | 6.3848 | 1000 | 1000000 | 63.848 | 6384.8042
CERI | SG080104A | 100.17 | 0.14 | 100.12 | 0.3 | -0.05 | 0.66 | 0 | 0 | 0.6 | 10 | 0.59898 | 0.059898 | 100 | 1 | 1000 | 5.9898 | 0.59898 | 0.059898 | 5.9898 | 1000 | 1000000 | 59.8982 | 5989.8173
GUM | SG080110A | 100.15 | 0.14 | 99.9 | 0.5 | -0.25 | 1.04 | 0 | 0 | 1 | 10 | 0.9985 | 0.09985 | 100 | 1 | 1000 | 9.985 | 0.9985 | 0.09985 | 9.985 | 1000 | 1000000 | 99.8502 | 9985.0225
INMETRO | SG080102A | 100.184 | 0.16 | 100.3 | 0.2 | 0.12 | 0.51 | 0 | 0 | 0.4 | 10 | 0.39927 | 0.039927 | 100 | 1 | 1000 | 3.9927 | 0.39927 | 0.039927 | 3.9927 | 1000 | 1000000 | 39.9265 | 3992.6535
IPQ | SG080095A | 100.176 | 0.17 | 101.02 | 0.39 | 0.84 | 0.84 | 0 | 0 | 0.78 | 10 | 0.77863 | 0.077863 | 100 | 1 | 1000 | 7.7863 | 0.77863 | 0.077863 | 7.7863 | 1000 | 1000000 | 77.863 | 7786.2961
KRISS | SG080101A | 100.245 | 0.15 | 99.97 | 0.25 | -0.28 | 0.58 | 0 | 0 | 0.5 | 10 | 0.49878 | 0.049878 | 100 | 1 | 1000 | 4.9878 | 0.49878 | 0.049878 | 4.9878 | 1000 | 1000000 | 49.8778 | 4987.7799
LNE | SG080093A | 100.094 | 0.15 | 99.74 | 0.47 | -0.35 | 0.99 | 0 | 0 | 0.94 | 10 | 0.93912 | 0.093912 | 100 | 1 | 1000 | 9.3912 | 0.93912 | 0.093912 | 9.3912 | 1000 | 1000000 | 93.9117 | 9391.1723
MKEH | SG080097A | 100.181 | 0.14 | 100.29 | 0.49 | 0.11 | 1.02 | 0 | 0 | 0.98 | 10 | 0.97823 | 0.097823 | 100 | 1 | 1000 | 9.7823 | 0.97823 | 0.097823 | 9.7823 | 1000 | 1000000 | 97.8229 | 9782.294
NIM | SG080125A | 100.112 | 0.15 | 99.44 | 0.26 | -0.67 | 0.59 | 1 | 0.672 | 1.4411 | 10 | 1.4395 | 0.14395 | 100 | 1 | 1000 | 14.3948 | 1.4395 | 0.14395 | 14.3948 | 1000 | 1000000 | 143.9476 | 14394.7626
NIST | SG080122A | 100.103 | 0.15 | 100.4 | 0.12 | 0.3 | 0.38 | 0 | 0 | 0.24 | 10 | 0.23975 | 0.023975 | 100 | 1 | 1000 | 2.3975 | 0.23975 | 0.023975 | 2.3975 | 1000 | 1000000 | 23.9753 | 2397.5305
NMISA | SG080113A | 100.051 | 0.14 | 100.48 | 0.28 | 0.43 | 0.63 | 0 | 0 | 0.56 | 10 | 0.55971 | 0.055971 | 100 | 1 | 1000 | 5.5971 | 0.55971 | 0.055971 | 5.5971 | 1000 | 1000000 | 55.9715 | 5597.1455
NPL | SG080114A | 100.236 | 0.14 | 100.13 | 0.1 | -0.11 | 0.34 | 0 | 0 | 0.2 | 10 | 0.19953 | 0.019953 | 100 | 1 | 1000 | 1.9953 | 0.19953 | 0.019953 | 1.9953 | 1000 | 1000000 | 19.9529 | 1995.2911
NPLI | SG080085A | 100.096 | 0.14 | 102.95 | 0.4 | 2.85 | 0.85 | 1 | 2.854 | 5.7638 | 10 | 5.7583 | 0.57583 | 100 | 1 | 1000 | 57.5826 | 5.7583 | 0.57583 | 57.5826 | 1000 | 1000000 | 575.8261 | 57582.611
SMU | SG080117A | 100.009 | 0.14 | 102.19 | 0.51 | 2.18 | 1.06 | 1 | 2.181 | 4.4797 | 10 | 4.4793 | 0.44793 | 100 | 1 | 1000 | 44.7927 | 4.4793 | 0.44793 | 44.7927 | 1000 | 1000000 | 447.9267 | 44792.6694
VNIIM | SG080119A | 100.006 | 0.14 | 100.38 | 0.33 | 0.37 | 0.72 | 0 | 0 | 0.66 | 10 | 0.65996 | 0.065996 | 100 | 1 | 1000 | 6.5996 | 0.65996 | 0.065996 | 6.5996 | 1000 | 1000000 | 65.996 | 6599.604
VSL | SG080123A | 100.218 | 0.14 | 100.06 | 0.06 | -0.16 | 0.31 | 0 | 0 | 0.12 | 10 | 0.11974 | 0.011974 | 100 | 1 | 1000 | 1.1974 | 0.11974 | 0.011974 | 1.1974 | 1000 | 1000000 | 11.9739 | 1197.3897
x Labi result of measurement carried out by laboratory i
u Labi combined standard uncertainty of x Labi
x i ref reference value for the cylinder sent to laboratory i (see page 6 of the Final Report)
u i ref combined standard uncertainty of x i ref
Lab i | Cylinder number | xLabi / (µmol/mol) | uLabi / (µmol/mol) | xi ref / (µmol/mol) | ui ref / (µmol/mol) | D i U i / (µmol/mol) |  |  |  | Acronym | Country |  | Institute
CENAM | SG080089A | 100.26 | 0.32 | 100.238 | 0.14 | 0.02 | 0.69 |  |  | CENAM | MX |  | Centro Nacional De Metrologíe
CERI | SG080104A | 100.12 | 0.3 | 100.17 | 0.14 | -0.05 | 0.66 |  |  | CERI | JP |  | Chemicals Evaluation and Research Institute
GUM | SG080110A | 99.9 | 0.5 | 100.15 | 0.14 | -0.25 | 1.04 |  |  | GUM | PL |  | Central Office of Measures (Glowny Urzad Miar)
INMETRO | SG080102A | 100.3 | 0.2 | 100.184 | 0.16 | 0.12 | 0.51 |  |  | INMETRO | BR |  | National Institute of Metrology, Standardization and Industrial Quality
IPQ | SG080095A | 101.02 | 0.39 | 100.176 | 0.17 | 0.84 | 0.84 |  |  | IPQ | PT |  | Instituto Português da Qualidade
KRISS | SG080101A | 99.97 | 0.25 | 100.245 | 0.15 | -0.28 | 0.58 |  |  | KRISS | KR |  | Korea Research Institute of Standards and Science
LNE | SG080093A | 99.74 | 0.47 | 100.094 | 0.15 | -0.35 | 0.99 |  |  | LNE | FR |  | Laboratoire National de métrologie et d’Essais
MKEH | SG080097A | 100.29 | 0.49 | 100.181 | 0.14 | 0.11 | 1.02 |  |  | MKEH | HU |  | Hungarian Trade Licensing Office
NIM | SG080125A | 99.44 | 0.26 | 100.112 | 0.15 | -0.67 | 0.59 |  |  | NIM | CN |  | National Institute of Metrology
NIST | SG080122A | 100.4 | 0.12 | 100.103 | 0.15 | 0.3 | 0.38 |  |  | NIST | US |  | National Institute of Standards and Technology
NMISA | SG080113A | 100.48 | 0.28 | 100.051 | 0.14 | 0.43 | 0.63 |  |  | NMISA | ZA |  | National Metrology Institute of South Africa
NPL | SG080114A | 100.13 | 0.1 | 100.236 | 0.14 | -0.11 | 0.34 |  |  | NPL | GB |  | National Physical Laboratory
NPLI | SG080085A | 102.95 | 0.4 | 100.096 | 0.14 | 2.85 | 0.85 |  |  | NPLI | IN |  | National Physical Laboratory India
SMU | SG080117A | 102.19 | 0.51 | 100.009 | 0.14 | 2.18 | 1.06 |  |  | SMU | SK |  | Slovak Institute of Metrology
VNIIM | SG080119A | 100.38 | 0.33 | 100.006 | 0.14 | 0.37 | 0.72 |  |  | VNIIM | RU |  | D.I.Mendeleyev Institute for Metrology
VSL | SG080123A | 100.06 | 0.06 | 100.218 | 0.14 | -0.16 | 0.31 |  |  | VSL | NL |  | VSL
Writer & Reviewer :
Put Amount Fraction Range in micro-mol/mol on yellow cells
Writer & Reviewer :
Put Amount Fraction Range in micro-mol/mol on yellow cells
Writer & Reviewer :
Put Amount Fraction Range in micro-mol/mol on yellow cells
Writer & Reviewer :
Put Amount Fraction Range in micro-mol/mol on yellow cells
Writer & Reviewer :
Put Amount Fraction Range in micro-mol/mol on yellow cells
Writer & Reviewer :
Put Amount Fraction Range in micro-mol/mol on yellow cells
Writer & Reviewer :
Put Amount Fraction Range in micro-mol/mol on yellow cells
Writer & Reviewer :
Put Amount Fraction Range in micro-mol/mol on yellow cells

## CCQM-K77
CCQM-K77 | [8 empty] | Transition Point | 10 | µmol/mol |  | Ver 1.1 (2021/12/22)
Refinery gas | [8 empty] | Transition Point 2 | 1 | µmol/mol |  | made by Takuya Shimosaka (NMIJ/AIST)
Please use this template at your own risk
Table 2: Nominal composition of the mixtures
Component |  | x (10-2 mol mol-1)
Methane |  | 10 – 15
Ethene |  | 10 – 15
Ethane |  | 1 – 5
Propene |  | 1 – 5
Propane |  | 0.4 – 1
1,3-Butadiene |  | 0.5 – 3
1-Butene |  | 0.3 – 0.7
Iso-butene |  | 0.3 – 0.7
Hydrogen |  | 7 – 10
Nitrogen |  | 3 – 5
Helium |  | Balance
Support to CMCs
During its twenty sixth meeting, the CCQM-GAWG decided that this key comparison can be used to support CMC
claims for typical refinery gas and coke oven type gas mixtures containing the following components over the amount–of–substance fraction ranges listed.
Table 3: Ranges supported by this key comparison
Component |  | Range (10-2 mol mol-1)
methane |  | 5 to 70
ethene |  | 5 to 20
ethane |  | 1 to 10
propene |  | 0.5 to 10
propane |  | 0.1 to 5
1,3-butadiene |  | 0.5 to 3
1-butene |  | 0.1 to 1
iso-butene |  | 0.1 to 1
n-butane |  | 0.1 to 2
n-pentane |  | 0.1 to 1
hydrogen |  | 5 to 70
nitrogen |  | 1 to 70
helium |  | 1 to 70
methane
Laboratory | Cylinder | xi,ref (µmol/mol) | ui,ref (µmol/mol) Standard Unc. | xi,lab (µmol/mol) | ui,lab (µmol/mol) Standard Unc. | Di (µmol/mol) | U(Di) (µmol/mol) (k=2) Expanded Unc. | Agree with RV? | Deviation (µmol/mol) | Exp. U (µmol/mol) | Transition Point (µmol/mol) | Minimum Uncertainty(%) (>10umol/mol) | Min Unc at Transition Point (µmol/mol) | Exp. U at LB (%) | LB (µmol/mol) | UB (µmol/mol) | Uncertainty at LB (%) | Uncertainty at UB (%) | Uncertainty at LB (µmol/mol) | Uncertainty at UB (µmol/mol) | LB (nmol/mol) | UB (nmol/mol) | Uncertainty at LB (nmol/mol) | Uncertainty at UB (nmol/mol)
VSL | D248209 | 109716 | 56.6 | 109710 | 85 | -6 | 204 | 0 | 0 | 170 | 10 | 0.15495 | 0.015495 | 100 | 1 | 1000 | 1.5495 | 0.15495 | 0.015495 | 1.5495 | 1000 | 1000000 | 15.4945 | 1549.455
BAM | D248163 | 109564 | 56.6 | 111010 | 2595 | 1446 | 5191 | 0 | 0 | 5190 | 10 | 4.737 | 0.4737 | 100 | 1 | 1000 | 47.3696 | 4.737 | 0.4737 | 47.3696 | 1000 | 1000000 | 473.6957 | 47369.5739
MKEH | D248168 | 108427 | 56 | 107910.2 | 175 | -517 | 367 | 1 | 516.8 | 1091.2511 | 10 | 1.0064 | 0.10064 | 100 | 1 | 1000 | 10.0644 | 1.0064 | 0.10064 | 10.0644 | 1000 | 1000000 | 100.6439 | 10064.3852
KRISS | D248205 | 108850 | 56 | 108400 | 185 | -450 | 387 | 1 | 450 | 973.0879 | 10 | 0.89397 | 0.089397 | 100 | 1 | 1000 | 8.9397 | 0.89397 | 0.089397 | 8.9397 | 1000 | 1000000 | 89.3971 | 8939.714
NIM | D248188 | 109457 | 56.2 | 109483 | 219 | 26 | 452 | 0 | 0 | 438 | 10 | 0.40016 | 0.040016 | 100 | 1 | 1000 | 4.0016 | 0.40016 | 0.040016 | 4.0016 | 1000 | 1000000 | 40.0157 | 4001.5714
NPL | D248159 | 109706 | 56.1 | 109700 | 80 | -6 | 195 | 0 | 0 | 160 | 10 | 0.14584 | 0.014584 | 100 | 1 | 1000 | 1.4584 | 0.14584 | 0.014584 | 1.4584 | 1000 | 1000000 | 14.5844 | 1458.4435
SMU | D248206 | 109749 | 56.6 | 110120 | 210 | 371 | 435 | 0 | 0 | 420 | 10 | 0.38269 | 0.038269 | 100 | 1 | 1000 | 3.8269 | 0.38269 | 0.038269 | 3.8269 | 1000 | 1000000 | 38.2691 | 3826.9141
VNIIM | D248176 | 108877 | 56 | 108880 | 150 | 3 | 320 | 0 | 0 | 300 | 10 | 0.27554 | 0.027554 | 100 | 1 | 1000 | 2.7554 | 0.27554 | 0.027554 | 2.7554 | 1000 | 1000000 | 27.554 | 2755.4029
ethene
Laboratory | Cylinder | xi,ref (µmol/mol) | ui,ref (µmol/mol) Standard Unc. | xi,lab (µmol/mol) | ui,lab (µmol/mol) Standard Unc. | Di (µmol/mol) | U(Di) (µmol/mol) (k=2) Expanded Unc. | Agree with RV? | Deviation (µmol/mol) | Exp. U (µmol/mol) | Transition Point (µmol/mol) | Minimum Uncertainty(%) (>10umol/mol) | Min Unc at Transition Point (µmol/mol) | Exp. U at LB (%) | LB (µmol/mol) | UB (µmol/mol) | Uncertainty at LB (%) | Uncertainty at UB (%) | Uncertainty at LB (µmol/mol) | Uncertainty at UB (µmol/mol) | LB (nmol/mol) | UB (nmol/mol) | Uncertainty at LB (nmol/mol) | Uncertainty at UB (nmol/mol)
VSL | D248209 | 140045 | 68.8 | 140000 | 200 | -80 | 423 | 0 | 0 | 400 | 10 | 0.28562 | 0.028562 | 100 | 1 | 1000 | 2.8562 | 0.28562 | 0.028562 | 2.8562 | 1000 | 1000000 | 28.5622 | 2856.2248
BAM | D248163 | 140045 | 69.4 | 142000 | 1630 | 1950 | 3263 | 0 | 0 | 3260 | 10 | 2.3278 | 0.23278 | 100 | 1 | 1000 | 23.2782 | 2.3278 | 0.23278 | 23.2782 | 1000 | 1000000 | 232.7823 | 23278.232
MKEH | D248168 | 140045 | 68.1 | 141411.4 | 230 | 1370 | 478 | 1 | 1366.4 | 2771.2445 | 10 | 1.9788 | 0.19788 | 100 | 1 | 1000 | 19.7882 | 1.9788 | 0.19788 | 19.7882 | 1000 | 1000000 | 197.8824 | 19788.2428
KRISS | D248205 | 140045 | 68 | 137900 | 230 | -2150 | 475 | 1 | 2145 | 4314.5915 | 10 | 3.0809 | 0.30809 | 100 | 1 | 1000 | 30.8086 | 3.0809 | 0.30809 | 30.8086 | 1000 | 1000000 | 308.0861 | 30808.6081
NIM | D248188 | 140045 | 68.1 | 138875 | 277.5 | -1170 | 571 | 1 | 1170 | 2404.9168 | 10 | 1.7172 | 0.17172 | 100 | 1 | 1000 | 17.1725 | 1.7172 | 0.17172 | 17.1725 | 1000 | 1000000 | 171.7246 | 17172.4577
NPL | D248159 | 140045 | 68.1 | 140090 | 140 | 50 | 311 | 0 | 0 | 280 | 10 | 0.19994 | 0.019994 | 100 | 1 | 1000 | 1.9994 | 0.19994 | 0.019994 | 1.9994 | 1000 | 1000000 | 19.9936 | 1999.3573
SMU | D248206 | 140045 | 68.7 | 139990 | 185 | -50 | 395 | 0 | 0 | 370 | 10 | 0.2642 | 0.02642 | 100 | 1 | 1000 | 2.642 | 0.2642 | 0.02642 | 2.642 | 1000 | 1000000 | 26.4201 | 2642.0079
VNIIM | D248176 | 140045 | 68.2 | 139790 | 225 | -260 | 470 | 0 | 0 | 450 | 10 | 0.32133 | 0.032133 | 100 | 1 | 1000 | 3.2133 | 0.32133 | 0.032133 | 3.2133 | 1000 | 1000000 | 32.1325 | 3213.2529
ethane
Laboratory | Cylinder | xi,ref (µmol/mol) | ui,ref (µmol/mol) Standard Unc. | xi,lab (µmol/mol) | ui,lab (µmol/mol) Standard Unc. | Di (µmol/mol) | U(Di) (µmol/mol) (k=2) Expanded Unc. | Agree with RV? | Deviation (µmol/mol) | Exp. U (µmol/mol) | Transition Point (µmol/mol) | Minimum Uncertainty(%) (>10umol/mol) | Min Unc at Transition Point (µmol/mol) | Exp. U at LB (%) | LB (µmol/mol) | UB (µmol/mol) | Uncertainty at LB (%) | Uncertainty at UB (%) | Uncertainty at LB (µmol/mol) | Uncertainty at UB (µmol/mol) | LB (nmol/mol) | UB (nmol/mol) | Uncertainty at LB (nmol/mol) | Uncertainty at UB (nmol/mol)
VSL | D248209 | 19996 | 11.3 | 20000 | 30 | 4 | 64 | 0 | 0 | 60 | 10 | 0.30006 | 0.030006 | 100 | 1 | 1000 | 3.0006 | 0.30006 | 0.030006 | 3.0006 | 1000 | 1000000 | 30.006 | 3000.6001
BAM | D248163 | 19969 | 11.3 | 20110 | 315 | 141 | 630 | 0 | 0 | 630 | 10 | 3.1549 | 0.31549 | 100 | 1 | 1000 | 31.5489 | 3.1549 | 0.31549 | 31.5489 | 1000 | 1000000 | 315.489 | 31548.9008
MKEH | D248168 | 19826 | 11.3 | 19604.4 | 25 | -222 | 56 | 1 | 221.6 | 446.0115 | 10 | 2.2496 | 0.22496 | 100 | 1 | 1000 | 22.4963 | 2.2496 | 0.22496 | 22.4963 | 1000 | 1000000 | 224.9629 | 22496.2917
KRISS | D248205 | 19903 | 11.3 | 19750 | 25 | -153 | 56 | 1 | 153 | 310.0581 | 10 | 1.5578 | 0.15578 | 100 | 1 | 1000 | 15.5785 | 1.5578 | 0.15578 | 15.5785 | 1000 | 1000000 | 155.7846 | 15578.4585
NIM | D248188 | 20002 | 11.3 | 20043 | 50 | 41 | 103 | 0 | 0 | 100 | 10 | 0.49995 | 0.049995 | 100 | 1 | 1000 | 4.9995 | 0.49995 | 0.049995 | 4.9995 | 1000 | 1000000 | 49.995 | 4999.5
NPL | D248159 | 20048 | 11.3 | 20050 | 20 | 0 | 49 | 0 | 0 | 40 | 10 | 0.19952 | 0.019952 | 100 | 1 | 1000 | 1.9952 | 0.19952 | 0.019952 | 1.9952 | 1000 | 1000000 | 19.9521 | 1995.2115
SMU | D248206 | 20002 | 11.3 | 19940 | 50 | -62 | 103 | 0 | 0 | 100 | 10 | 0.49995 | 0.049995 | 100 | 1 | 1000 | 4.9995 | 0.49995 | 0.049995 | 4.9995 | 1000 | 1000000 | 49.995 | 4999.5
VNIIM | D248176 | 19908 | 11.3 | 19920 | 30 | 8 | 68 | 0 | 0 | 60 | 10 | 0.30139 | 0.030139 | 100 | 1 | 1000 | 3.0139 | 0.30139 | 0.030139 | 3.0139 | 1000 | 1000000 | 30.1386 | 3013.8638
propene
Laboratory | Cylinder | xi,ref (µmol/mol) | ui,ref (µmol/mol) Standard Unc. | xi,lab (µmol/mol) | ui,lab (µmol/mol) Standard Unc. | Di (µmol/mol) | U(Di) (µmol/mol) (k=2) Expanded Unc. | Agree with RV? | Deviation (µmol/mol) | Exp. U (µmol/mol) | Transition Point (µmol/mol) | Minimum Uncertainty(%) (>10umol/mol) | Min Unc at Transition Point (µmol/mol) | Exp. U at LB (%) | LB (µmol/mol) | UB (µmol/mol) | Uncertainty at LB (%) | Uncertainty at UB (%) | Uncertainty at LB (µmol/mol) | Uncertainty at UB (µmol/mol) | LB (nmol/mol) | UB (nmol/mol) | Uncertainty at LB (nmol/mol) | Uncertainty at UB (nmol/mol)
VSL | D248209 | 39910 | 34.9 | 39900 | 50 | -10 | 122 | 0 | 0 | 100 | 10 | 0.25056 | 0.025056 | 100 | 1 | 1000 | 2.5056 | 0.25056 | 0.025056 | 2.5056 | 1000 | 1000000 | 25.0564 | 2505.6377
BAM | D248163 | 39999 | 34.9 | 40130 | 380 | 131 | 763 | 0 | 0 | 760 | 10 | 1.9 | 0.19 | 100 | 1 | 1000 | 19.0005 | 1.9 | 0.19 | 19.0005 | 1000 | 1000000 | 190.0048 | 19000.475
MKEH | D248168 | 39894 | 34.7 | 40237 | 95 | 343 | 202 | 1 | 343 | 711.8258 | 10 | 1.7843 | 0.17843 | 100 | 1 | 1000 | 17.8429 | 1.7843 | 0.17843 | 17.8429 | 1000 | 1000000 | 178.4293 | 17842.9293
KRISS | D248205 | 40037 | 34.6 | 40000 | 65 | -37 | 146 | 0 | 0 | 130 | 10 | 0.3247 | 0.03247 | 100 | 1 | 1000 | 3.247 | 0.3247 | 0.03247 | 3.247 | 1000 | 1000000 | 32.47 | 3246.9965
NIM | D248188 | 40352 | 34.7 | 40280 | 80.5 | -72 | 175 | 0 | 0 | 161 | 10 | 0.39899 | 0.039899 | 100 | 1 | 1000 | 3.9899 | 0.39899 | 0.039899 | 3.9899 | 1000 | 1000000 | 39.8989 | 3989.889
NPL | D248159 | 39906 | 34.7 | 39920 | 40 | 10 | 107 | 0 | 0 | 80 | 10 | 0.20047 | 0.020047 | 100 | 1 | 1000 | 2.0047 | 0.20047 | 0.020047 | 2.0047 | 1000 | 1000000 | 20.0471 | 2004.7111
SMU | D248206 | 40111 | 34.8 | 40180 | 50 | 69 | 122 | 0 | 0 | 100 | 10 | 0.24931 | 0.024931 | 100 | 1 | 1000 | 2.4931 | 0.24931 | 0.024931 | 2.4931 | 1000 | 1000000 | 24.9308 | 2493.0817
VNIIM | D248176 | 39909 | 34.5 | 39860 | 75 | -49 | 165 | 0 | 0 | 150 | 10 | 0.37586 | 0.037586 | 100 | 1 | 1000 | 3.7586 | 0.37586 | 0.037586 | 3.7586 | 1000 | 1000000 | 37.5855 | 3758.5507
propane
Laboratory | Cylinder | xi,ref (µmol/mol) | ui,ref (µmol/mol) Standard Unc. | xi,lab (µmol/mol) | ui,lab (µmol/mol) Standard Unc. | Di (µmol/mol) | U(Di) (µmol/mol) (k=2) Expanded Unc. | Agree with RV? | Deviation (µmol/mol) | Exp. U (µmol/mol) | Transition Point (µmol/mol) | Minimum Uncertainty(%) (>10umol/mol) | Min Unc at Transition Point (µmol/mol) | Exp. U at LB (%) | LB (µmol/mol) | UB (µmol/mol) | Uncertainty at LB (%) | Uncertainty at UB (%) | Uncertainty at LB (µmol/mol) | Uncertainty at UB (µmol/mol) | LB (nmol/mol) | UB (nmol/mol) | Uncertainty at LB (nmol/mol) | Uncertainty at UB (nmol/mol)
VSL | D248209 | 4992 | 4.4 | 4994 | 6 | 2 | 15 | 0 | 0 | 12 | 10 | 0.24038 | 0.024038 | 100 | 1 | 1000 | 2.4038 | 0.24038 | 0.024038 | 2.4038 | 1000 | 1000000 | 24.0385 | 2403.8462
BAM | D248163 | 4985 | 4.4 | 5010 | 65 | 25 | 130 | 0 | 0 | 130 | 10 | 2.6078 | 0.26078 | 100 | 1 | 1000 | 26.0782 | 2.6078 | 0.26078 | 26.0782 | 1000 | 1000000 | 260.7823 | 26078.2347
MKEH | D248168 | 4972 | 4.4 | 4902.1 | 14 | -70 | 29 | 1 | 69.9 | 142.5764 | 10 | 2.8676 | 0.28676 | 100 | 1 | 1000 | 28.6759 | 2.8676 | 0.28676 | 28.6759 | 1000 | 1000000 | 286.7587 | 28675.872
KRISS | D248205 | 4991 | 4.4 | 4920 | 8.5 | -71 | 19 | 1 | 71 | 143.014 | 10 | 2.8654 | 0.28654 | 100 | 1 | 1000 | 28.6544 | 2.8654 | 0.28654 | 28.6544 | 1000 | 1000000 | 286.5437 | 28654.3749
NIM | D248188 | 4989 | 4.4 | 5026 | 12.5 | 37 | 26 | 1 | 37 | 78.1089 | 10 | 1.5656 | 0.15656 | 100 | 1 | 1000 | 15.6562 | 1.5656 | 0.15656 | 15.6562 | 1000 | 1000000 | 156.5622 | 15656.2234
NPL | D248159 | 5001 | 4.4 | 5008 | 5 | 7 | 13 | 0 | 0 | 10 | 10 | 0.19996 | 0.019996 | 100 | 1 | 1000 | 1.9996 | 0.19996 | 0.019996 | 1.9996 | 1000 | 1000000 | 19.996 | 1999.6001
SMU | D248206 | 4993 | 4.4 | 4870 | 12 | -123 | 26 | 1 | 123 | 247.168 | 10 | 4.9503 | 0.49503 | 100 | 1 | 1000 | 49.5029 | 4.9503 | 0.49503 | 49.5029 | 1000 | 1000000 | 495.029 | 49502.8959
VNIIM | D248176 | 4992 | 22.1 | 4997 | 15 | 5 | 32 | 0 | 0 | 30 | 10 | 0.60096 | 0.060096 | 100 | 1 | 1000 | 6.0096 | 0.60096 | 0.060096 | 6.0096 | 1000 | 1000000 | 60.0962 | 6009.6154
1,3-butadiene
Laboratory | Cylinder | xi,ref (µmol/mol) | ui,ref (µmol/mol) Standard Unc. | xi,lab (µmol/mol) | ui,lab (µmol/mol) Standard Unc. | Di (µmol/mol) | U(Di) (µmol/mol) (k=2) Expanded Unc. | Agree with RV? | Deviation (µmol/mol) | Exp. U (µmol/mol) | Transition Point (µmol/mol) | Minimum Uncertainty(%) (>10umol/mol) | Min Unc at Transition Point (µmol/mol) | Exp. U at LB (%) | LB (µmol/mol) | UB (µmol/mol) | Uncertainty at LB (%) | Uncertainty at UB (%) | Uncertainty at LB (µmol/mol) | Uncertainty at UB (µmol/mol) | LB (nmol/mol) | UB (nmol/mol) | Uncertainty at LB (nmol/mol) | Uncertainty at UB (nmol/mol)
VSL | D248209 | 9923 | 11.3 | 9923 | 14.5 | 0 | 37 | 0 | 0 | 29 | 10 | 0.29225 | 0.029225 | 100 | 1 | 1000 | 2.9225 | 0.29225 | 0.029225 | 2.9225 | 1000 | 1000000 | 29.225 | 2922.5033
BAM | D248163 | 10004 | 11.3 | 10400 | 205 | 396 | 411 | 0 | 0 | 410 | 10 | 4.0984 | 0.40984 | 100 | 1 | 1000 | 40.9836 | 4.0984 | 0.40984 | 40.9836 | 1000 | 1000000 | 409.8361 | 40983.6066
MKEH | D248168 | 9927 | 11.3 | 10176.5 | 55.5 | 249 | 113 | 1 | 249.5 | 511.1966 | 10 | 5.1496 | 0.51496 | 100 | 1 | 1000 | 51.4956 | 5.1496 | 0.51496 | 51.4956 | 1000 | 1000000 | 514.9558 | 51495.5813
KRISS | D248205 | 10090 | 11.3 | 10240 | 13 | 150 | 34 | 1 | 150 | 301.1246 | 10 | 2.9844 | 0.29844 | 100 | 1 | 1000 | 29.8439 | 2.9844 | 0.29844 | 29.8439 | 1000 | 1000000 | 298.4386 | 29843.8611
NIM | D248188 | 9981 | 11.3 | 9929 | 25 | -52 | 55 | 0 | 0 | 50 | 10 | 0.50095 | 0.050095 | 100 | 1 | 1000 | 5.0095 | 0.50095 | 0.050095 | 5.0095 | 1000 | 1000000 | 50.0952 | 5009.5181
NPL | D248159 | 10020 | 11.3 | 10127 | 23 | 107 | 51 | 1 | 107 | 218.8881 | 10 | 2.1845 | 0.21845 | 100 | 1 | 1000 | 21.8451 | 2.1845 | 0.21845 | 21.8451 | 1000 | 1000000 | 218.4512 | 21845.1197
SMU | D248206 | 10041 | 11.3 | 10180 | 65 | 139 | 132 | 1 | 139 | 306.8941 | 10 | 3.0564 | 0.30564 | 100 | 1 | 1000 | 30.5641 | 3.0564 | 0.30564 | 30.5641 | 1000 | 1000000 | 305.641 | 30564.099
VNIIM | D248176 | 9985 | 11.3 | 9951 | 25 | -34 | 59 | 0 | 0 | 50 | 10 | 0.50075 | 0.050075 | 100 | 1 | 1000 | 5.0075 | 0.50075 | 0.050075 | 5.0075 | 1000 | 1000000 | 50.0751 | 5007.5113
1-butene
Laboratory | Cylinder | xi,ref (µmol/mol) | ui,ref (µmol/mol) Standard Unc. | xi,lab (µmol/mol) | ui,lab (µmol/mol) Standard Unc. | Di (µmol/mol) | U(Di) (µmol/mol) (k=2) Expanded Unc. | Agree with RV? | Deviation (µmol/mol) | Exp. U (µmol/mol) | Transition Point (µmol/mol) | Minimum Uncertainty(%) (>10umol/mol) | Min Unc at Transition Point (µmol/mol) | Exp. U at LB (%) | LB (µmol/mol) | UB (µmol/mol) | Uncertainty at LB (%) | Uncertainty at UB (%) | Uncertainty at LB (µmol/mol) | Uncertainty at UB (µmol/mol) | LB (nmol/mol) | UB (nmol/mol) | Uncertainty at LB (nmol/mol) | Uncertainty at UB (nmol/mol)
VSL | D248209 | 5020 | 7.2 | 5019 | 8 | -1 | 21 | 0 | 0 | 16 | 10 | 0.31873 | 0.031873 | 100 | 1 | 1000 | 3.1873 | 0.31873 | 0.031873 | 3.1873 | 1000 | 1000000 | 31.8725 | 3187.251
BAM | D248163 | 4963 | 7.2 | 0 | #DIV/0! | 0 | 0 | 0 | 0 | #DIV/0! | 10 | #DIV/0! | #DIV/0! | #DIV/0! | 1 | 1000 | #DIV/0! | #DIV/0! | #DIV/0! | #DIV/0! | 1000 | 1000000 | #DIV/0! | #DIV/0!
MKEH | D248168 | 4965 | 7 | 5062.4 | 23 | 98 | 48 | 1 | 97.4 | 200.1575 | 10 | 4.0314 | 0.40314 | 100 | 1 | 1000 | 40.3137 | 4.0314 | 0.40314 | 40.3137 | 1000 | 1000000 | 403.137 | 40313.7035
KRISS | D248205 | 4934 | 7 | 5360 | 8 | 426 | 21 | 1 | 426 | 852.1502 | 10 | 17.271 | 1.7271 | 100 | 10 | 1000 | 17.271 | 17.271 | 1.7271 | 172.7098 | 10000 | 1000000 | 1727.0981 | 172709.8138
NIM | D248188 | 4880 | 7 | 4850 | 14.5 | -30 | 32 | 0 | 0 | 29 | 10 | 0.59426 | 0.059426 | 100 | 1 | 1000 | 5.9426 | 0.59426 | 0.059426 | 5.9426 | 1000 | 1000000 | 59.4262 | 5942.623
NPL | D248159 | 4935 | 7 | 4945 | 11 | 10 | 26 | 0 | 0 | 22 | 10 | 0.4458 | 0.04458 | 100 | 1 | 1000 | 4.458 | 0.4458 | 0.04458 | 4.458 | 1000 | 1000000 | 44.5795 | 4457.9534
SMU | D248206 | 4930 | 7.1 | 4927 | 22.5 | -3 | 47 | 0 | 0 | 45 | 10 | 0.91278 | 0.091278 | 100 | 1 | 1000 | 9.1278 | 0.91278 | 0.091278 | 9.1278 | 1000 | 1000000 | 91.2779 | 9127.789
VNIIM | D248176 | 4998 | 7 | 4986 | 15 | -12 | 30 | 0 | 0 | 30 | 10 | 0.60024 | 0.060024 | 100 | 1 | 1000 | 6.0024 | 0.60024 | 0.060024 | 6.0024 | 1000 | 1000000 | 60.024 | 6002.401
iso-butene
Laboratory | Cylinder | xi,ref (µmol/mol) | ui,ref (µmol/mol) Standard Unc. | xi,lab (µmol/mol) | ui,lab (µmol/mol) Standard Unc. | Di (µmol/mol) | U(Di) (µmol/mol) (k=2) Expanded Unc. | Agree with RV? | Deviation (µmol/mol) | Exp. U (µmol/mol) | Transition Point (µmol/mol) | Minimum Uncertainty(%) (>10umol/mol) | Min Unc at Transition Point (µmol/mol) | Exp. U at LB (%) | LB (µmol/mol) | UB (µmol/mol) | Uncertainty at LB (%) | Uncertainty at UB (%) | Uncertainty at LB (µmol/mol) | Uncertainty at UB (µmol/mol) | LB (nmol/mol) | UB (nmol/mol) | Uncertainty at LB (nmol/mol) | Uncertainty at UB (nmol/mol)
VSL | D248209 | 4987 | 5.4 | 4991 | 6 | 4 | 16 | 0 | 0 | 12 | 10 | 0.24063 | 0.024063 | 100 | 1 | 1000 | 2.4063 | 0.24063 | 0.024063 | 2.4063 | 1000 | 1000000 | 24.0626 | 2406.2563
BAM | D248163 | 4980 | 5.4 | 10070 | 130 | 5090 | 260 | 1 | 5090 | 10183.3197 | 10 | 204.4843 | 20.4484 | 100 | 10 | 1000 | ERROR | ERROR | #VALUE! | #VALUE! | 10000 | 1000000 | #VALUE! | #VALUE!
MKEH | D248168 | 4920 | 5.3 | 4953.1 | 34 | 33 | 69 | 0 | 0 | 68 | 10 | 1.3821 | 0.13821 | 100 | 1 | 1000 | 13.8211 | 1.3821 | 0.13821 | 13.8211 | 1000 | 1000000 | 138.2114 | 13821.1382
KRISS | D248205 | 4939 | 5.3 | 4960 | 6.5 | 21 | 17 | 1 | 21 | 43.9659 | 10 | 0.89018 | 0.089018 | 100 | 1 | 1000 | 8.9018 | 0.89018 | 0.089018 | 8.9018 | 1000 | 1000000 | 89.0178 | 8901.7809
NIM | D248188 | 4937 | 5.4 | 4989 | 15 | 52 | 32 | 1 | 52 | 108.2405 | 10 | 2.1924 | 0.21924 | 100 | 1 | 1000 | 21.9243 | 2.1924 | 0.21924 | 21.9243 | 1000 | 1000000 | 219.2434 | 21924.3413
NPL | D248159 | 4948 | 5.4 | 4952 | 11 | 4 | 24 | 0 | 0 | 22 | 10 | 0.44462 | 0.044462 | 100 | 1 | 1000 | 4.4462 | 0.44462 | 0.044462 | 4.4462 | 1000 | 1000000 | 44.4624 | 4446.2409
SMU | D248206 | 4989 | 5.4 | 4970 | 16.5 | -19 | 35 | 0 | 0 | 33 | 10 | 0.66146 | 0.066146 | 100 | 1 | 1000 | 6.6146 | 0.66146 | 0.066146 | 6.6146 | 1000 | 1000000 | 66.1455 | 6614.552
VNIIM | D248176 | 4940 | 5.3 | 4941 | 15 | 1 | 32 | 0 | 0 | 30 | 10 | 0.60729 | 0.060729 | 100 | 1 | 1000 | 6.0729 | 0.60729 | 0.060729 | 6.0729 | 1000 | 1000000 | 60.7287 | 6072.8745
hydrogen
Laboratory | Cylinder | xi,ref (µmol/mol) | ui,ref (µmol/mol) Standard Unc. | xi,lab (µmol/mol) | ui,lab (µmol/mol) Standard Unc. | Di (µmol/mol) | U(Di) (µmol/mol) (k=2) Expanded Unc. | Agree with RV? | Deviation (µmol/mol) | Exp. U (µmol/mol) | Transition Point (µmol/mol) | Minimum Uncertainty(%) (>10umol/mol) | Min Unc at Transition Point (µmol/mol) | Exp. U at LB (%) | LB (µmol/mol) | UB (µmol/mol) | Uncertainty at LB (%) | Uncertainty at UB (%) | Uncertainty at LB (µmol/mol) | Uncertainty at UB (µmol/mol) | LB (nmol/mol) | UB (nmol/mol) | Uncertainty at LB (nmol/mol) | Uncertainty at UB (nmol/mol)
VSL | D248209 | 77034 | 91 | 77100 | 40 | 70 | 199 | 0 | 0 | 80 | 10 | 0.10385 | 0.010385 | 100 | 1 | 1000 | 1.0385 | 0.10385 | 0.010385 | 1.0385 | 1000 | 1000000 | 10.385 | 1038.5025
BAM | D248163 | 76928 | 91 | 77380 | 435 | 450 | 889 | 0 | 0 | 870 | 10 | 1.1309 | 0.11309 | 100 | 1 | 1000 | 11.3093 | 1.1309 | 0.11309 | 11.3093 | 1000 | 1000000 | 113.0928 | 11309.2762
MKEH | D248168 | 75952 | 90.9 | 12381.2 | 160 | -63570 | 369 | 1 | 63570.8 | 127142.0027 | 10 | 167.3978 | 16.7398 | 100 | 1 | 1000 | ERROR | ERROR | #VALUE! | #VALUE! | 1000 | 1000000 | #VALUE! | #VALUE!
KRISS | D248205 | 76248 | 90.9 | 76800 | 40 | 550 | 197 | 1 | 552 | 1106.8948 | 10 | 1.4517 | 0.14517 | 100 | 1 | 1000 | 14.517 | 1.4517 | 0.14517 | 14.517 | 1000 | 1000000 | 145.1703 | 14517.0333
NIM | D248188 | 75928 | 90.8 | 76070 | 152 | 140 | 354 | 0 | 0 | 304 | 10 | 0.40038 | 0.040038 | 100 | 1 | 1000 | 4.0038 | 0.40038 | 0.040038 | 4.0038 | 1000 | 1000000 | 40.0379 | 4003.7931
NPL | D248159 | 76101 | 90.8 | 76010 | 95 | -90 | 263 | 0 | 0 | 190 | 10 | 0.24967 | 0.024967 | 100 | 1 | 1000 | 2.4967 | 0.24967 | 0.024967 | 2.4967 | 1000 | 1000000 | 24.9668 | 2496.682
SMU | D248206 | 77058 | 91 | 77320 | 345 | 260 | 714 | 0 | 0 | 690 | 10 | 0.89543 | 0.089543 | 100 | 1 | 1000 | 8.9543 | 0.89543 | 0.089543 | 8.9543 | 1000 | 1000000 | 89.5429 | 8954.2942
VNIIM | D248176 | 76267 | 90.8 | 76350 | 235 | 80 | 504 | 0 | 0 | 470 | 10 | 0.61626 | 0.061626 | 100 | 1 | 1000 | 6.1626 | 0.61626 | 0.061626 | 6.1626 | 1000 | 1000000 | 61.6256 | 6162.5605
nitrogen
Laboratory | Cylinder | xi,ref (µmol/mol) | ui,ref (µmol/mol) Standard Unc. | xi,lab (µmol/mol) | ui,lab (µmol/mol) Standard Unc. | Di (µmol/mol) | U(Di) (µmol/mol) (k=2) Expanded Unc. | Agree with RV? | Deviation (µmol/mol) | Exp. U (µmol/mol) | Transition Point (µmol/mol) | Minimum Uncertainty(%) (>10umol/mol) | Min Unc at Transition Point (µmol/mol) | Exp. U at LB (%) | LB (µmol/mol) | UB (µmol/mol) | Uncertainty at LB (%) | Uncertainty at UB (%) | Uncertainty at LB (µmol/mol) | Uncertainty at UB (µmol/mol) | LB (nmol/mol) | UB (nmol/mol) | Uncertainty at LB (nmol/mol) | Uncertainty at UB (nmol/mol)
VSL | D248209 | 39781 | 28.8 | 39840 | 60 | 59 | 133 | 0 | 0 | 120 | 10 | 0.30165 | 0.030165 | 100 | 1 | 1000 | 3.0165 | 0.30165 | 0.030165 | 3.0165 | 1000 | 1000000 | 30.1652 | 3016.5154
BAM | D248163 | 39726 | 28.8 | 40020 | 350 | 294 | 702 | 0 | 0 | 700 | 10 | 1.7621 | 0.17621 | 100 | 1 | 1000 | 17.6207 | 1.7621 | 0.17621 | 17.6207 | 1000 | 1000000 | 176.207 | 17620.7018
MKEH | D248168 | 39805 | 28.7 | 51734 | 115 | 11930 | 236 | 1 | 11929 | 23859.1086 | 10 | 59.94 | 5.994 | 100 | 1 | 1000 | ERROR | 59.94 | #VALUE! | 599.3998 | 1000 | 1000000 | #VALUE! | 599399.7894
KRISS | D248205 | 39960 | 28.7 | 39600 | 20 | -360 | 70 | 1 | 360 | 721.1103 | 10 | 1.8046 | 0.18046 | 100 | 1 | 1000 | 18.0458 | 1.8046 | 0.18046 | 18.0458 | 1000 | 1000000 | 180.458 | 18045.8022
NIM | D248188 | 40034 | 28.7 | 40141 | 80.5 | 107 | 171 | 0 | 0 | 161 | 10 | 0.40216 | 0.040216 | 100 | 1 | 1000 | 4.0216 | 0.40216 | 0.040216 | 4.0216 | 1000 | 1000000 | 40.2158 | 4021.5817
NPL | D248159 | 40124 | 28.7 | 40110 | 45 | -10 | 103 | 0 | 0 | 90 | 10 | 0.2243 | 0.02243 | 100 | 1 | 1000 | 2.243 | 0.2243 | 0.02243 | 2.243 | 1000 | 1000000 | 22.4305 | 2243.0466
SMU | D248206 | 39793 | 28.8 | 39850 | 95 | 57 | 199 | 0 | 0 | 190 | 10 | 0.47747 | 0.047747 | 100 | 1 | 1000 | 4.7747 | 0.47747 | 0.047747 | 4.7747 | 1000 | 1000000 | 47.7471 | 4774.7091
VNIIM | D248176 | 39970 | 28.6 | 39960 | 90 | -10 | 189 | 0 | 0 | 180 | 10 | 0.45034 | 0.045034 | 100 | 1 | 1000 | 4.5034 | 0.45034 | 0.045034 | 4.5034 | 1000 | 1000000 | 45.0338 | 4503.3775
helium
Laboratory | Cylinder | xi,ref (µmol/mol) | ui,ref (µmol/mol) Standard Unc. | xi,lab (µmol/mol) | ui,lab (µmol/mol) Standard Unc. | Di (µmol/mol) | U(Di) (µmol/mol) (k=2) Expanded Unc. | Agree with RV? | Deviation (µmol/mol) | Exp. U (µmol/mol) | Transition Point (µmol/mol) | Minimum Uncertainty(%) (>10umol/mol) | Min Unc at Transition Point (µmol/mol) | Exp. U at LB (%) | LB (µmol/mol) | UB (µmol/mol) | Uncertainty at LB (%) | Uncertainty at UB (%) | Uncertainty at LB (µmol/mol) | Uncertainty at UB (µmol/mol) | LB (nmol/mol) | UB (nmol/mol) | Uncertainty at LB (nmol/mol) | Uncertainty at UB (nmol/mol)
VSL | D248209 | 548550 | 420 | 548590 | 160 | 40 | 896 | 0 | 0 | 320 | 10 | 0.058336 | 0.0058336 | 100 | 1 | 1000 | 0.58336 | 0.058336 | 0.0058336 | 0.58336 | 1000 | 1000000 | 5.8336 | 583.3561
BAM | D248163 | 547580 | 420 | 543880 | 3850 | -3700 | 7716 | 0 | 0 | 7700 | 10 | 1.4062 | 0.14062 | 100 | 1 | 1000 | 14.0619 | 1.4062 | 0.14062 | 14.0619 | 1000 | 1000000 | 140.6187 | 14061.8722
MKEH | D248168 | 551680 | 420 | 601628 | 185 | 49950 | 914 | 1 | 49948 | 99896.6852 | 10 | 18.1077 | 1.8108 | 100 | 1 | 1000 | ERROR | 18.1077 | #VALUE! | 181.0772 | 1000 | 1000000 | #VALUE! | 181077.2281
KRISS | D248205 | 550060 | 420 | 552070 | 435 | 2010 | 1205 | 1 | 2010 | 4113.0646 | 10 | 0.74775 | 0.074775 | 100 | 1 | 1000 | 7.4775 | 0.74775 | 0.074775 | 7.4775 | 1000 | 1000000 | 74.7748 | 7477.4835
NIM | D248188 | 550500 | 420 | 550310 | 400 | -190 | 1163 | 0 | 0 | 800 | 10 | 0.14532 | 0.014532 | 100 | 1 | 1000 | 1.4532 | 0.14532 | 0.014532 | 1.4532 | 1000 | 1000000 | 14.5322 | 1453.2243
NPL | D248159 | 549130 | 420 | 549000 | 550 | -130 | 1381 | 0 | 0 | 1100 | 10 | 0.20032 | 0.020032 | 100 | 1 | 1000 | 2.0032 | 0.20032 | 0.020032 | 2.0032 | 1000 | 1000000 | 20.0317 | 2003.1686
SMU | D248206 | 548360 | 420 | 547700 | 450 | -710 | 1237 | 0 | 0 | 900 | 10 | 0.16413 | 0.016413 | 100 | 1 | 1000 | 1.6413 | 0.16413 | 0.016413 | 1.6413 | 1000 | 1000000 | 16.4126 | 1641.2576
VNIIM | D248176 | 550290 | 420 | 550360 | 700 | 70 | 1630 | 0 | 0 | 1400 | 10 | 0.25441 | 0.025441 | 100 | 1 | 1000 | 2.5441 | 0.25441 | 0.025441 | 2.5441 | 1000 | 1000000 | 25.4411 | 2544.1131
Table 5: Results and degrees–of–equivalence for methane (10-2 mol mol-1)
Lab | Cylinder | xprep | uprep | uver | uref | xlab | Ulab | klab | Di | Di/x | k | U(Di) | U(Di)/x
VSL | D248209 | 10.9716 | 0.0033 | 0.0046 | 0.00566 | 10.971 | 0.017 | 2 | -0.0006 | -0.01% | 2 | 0.0204 | 0.19%
BAM | D248163 | 10.9564 | 0.0033 | 0.0046 | 0.00566 | 11.101 | 0.519 | 2 | 0.1446 | 1.32% | 2 | 0.5191 | 4.74%
MKEH | D248168 | 10.8427 | 0.0032 | 0.0046 | 0.0056 | 10.791 | 0.035 | 2 | -0.0517 | -0.48% | 2 | 0.0367 | 0.34%
KRISS | D248205 | 10.885 | 0.0032 | 0.0046 | 0.0056 | 10.84 | 0.037 | 2 | -0.045 | -0.41% | 2 | 0.0387 | 0.36%
NIM | D248188 | 10.9457 | 0.0032 | 0.0046 | 0.00562 | 10.9483 | 0.0438 | 2 | 0.0026 | 0.02% | 2 | 0.0452 | 0.41%
NPL | D248159 | 10.9706 | 0.0032 | 0.0046 | 0.00561 | 10.97 | 0.016 | 2 | -0.0006 | -0.01% | 2 | 0.0195 | 0.18%
SMU | D248206 | 10.9749 | 0.0033 | 0.0046 | 0.00566 | 11.012 | 0.042 | 2 | 0.0371 | 0.34% | 2 | 0.0435 | 0.4%
VNIIM | D248176 | 10.8877 | 0.0032 | 0.0046 | 0.0056 | 10.888 | 0.03 | 2 | 0.0003 | 0% | 2 | 0.032 | 0.29%
Table 6: Results and degrees–of–equivalence for ethene (10-2 mol mol-1)
Lab | Cylinder | xprep | uprep | uver | uref | xlab | Ulab | klab | Di | Di/x | k | U(Di) | U(Di)/x
VSL | D248209 | 14.0045 | 0.004 | 0.0056 | 0.00688 | 14 | 0.04 | 2 | -0.008 | -0.05% | 2 | 0.0423 | 0.3%
BAM | D248163 | 14.0045 | 0.0041 | 0.0056 | 0.00694 | 14.2 | 0.326 | 2 | 0.195 | 1.4% | 2 | 0.3263 | 2.33%
MKEH | D248168 | 14.0045 | 0.0039 | 0.0056 | 0.00681 | 14.1411 | 0.046 | 2 | 0.137 | 0.98% | 2 | 0.0478 | 0.34%
KRISS | D248205 | 14.0045 | 0.0039 | 0.0056 | 0.0068 | 13.79 | 0.046 | 2 | -0.215 | -1.53% | 2 | 0.0475 | 0.34%
NIM | D248188 | 14.0045 | 0.0039 | 0.0056 | 0.00681 | 13.8875 | 0.0555 | 2 | -0.117 | -0.84% | 2 | 0.0571 | 0.41%
NPL | D248159 | 14.0045 | 0.0039 | 0.0056 | 0.00681 | 14.009 | 0.028 | 2 | 0.005 | 0.03% | 2 | 0.0311 | 0.22%
SMU | D248206 | 14.0045 | 0.004 | 0.0056 | 0.00687 | 13.999 | 0.037 | 2 | -0.005 | -0.04% | 2 | 0.0395 | 0.28%
VNIIM | D248176 | 14.0045 | 0.0039 | 0.0056 | 0.00682 | 13.979 | 0.045 | 2 | -0.026 | -0.18% | 2 | 0.047 | 0.34%
Table 7: Results and degrees–of–equivalence for ethane (10-2 mol mol-1)
Lab | Cylinder | xprep | uprep | uver | uref | xlab | Ulab | klab | Di | Di/x | k | U(Di) | U(Di)/x
VSL | D248209 | 1.9996 | 0.0007 | 0.0009 | 0.00113 | 2 | 0.006 | 2 | 0.0004 | 0.02% | 2 | 0.0064 | 0.32%
BAM | D248163 | 1.9969 | 0.0007 | 0.0009 | 0.00113 | 2.011 | 0.063 | 2 | 0.0141 | 0.71% | 2 | 0.063 | 3.16%
MKEH | D248168 | 1.9826 | 0.0007 | 0.0009 | 0.00113 | 1.9604 | 0.005 | 2 | -0.0222 | -1.12% | 2 | 0.0056 | 0.28%
KRISS | D248205 | 1.9903 | 0.0007 | 0.0009 | 0.00113 | 1.975 | 0.005 | 2 | -0.0153 | -0.77% | 2 | 0.0056 | 0.28%
NIM | D248188 | 2.0002 | 0.0007 | 0.0009 | 0.00113 | 2.0043 | 0.01 | 2 | 0.0041 | 0.2% | 2 | 0.0103 | 0.51%
NPL | D248159 | 2.0048 | 0.0007 | 0.0009 | 0.00113 | 2.005 | 0.004 | 2 | 0 | 0% | 2 | 0.0049 | 0.25%
SMU | D248206 | 2.0002 | 0.0007 | 0.0009 | 0.00113 | 1.994 | 0.01 | 2 | -0.0062 | -0.31% | 2 | 0.0103 | 0.51%
VNIIM | D248176 | 1.9908 | 0.0007 | 0.0009 | 0.00113 | 1.992 | 0.006 | 2 | 0.0008 | 0.04% | 2 | 0.0068 | 0.34%
Table 8: Results and degrees–of–equivalence for propene (10-2 mol mol-1)
Lab | Cylinder | xprep | uprep | uver | uref | xlab | Ulab | klab | Di | Di/x | k | U(Di) | U(Di)/x
VSL | D248209 | 3.991 | 0.0014 | 0.0032 | 0.00349 | 3.99 | 0.01 | 2 | -0.001 | -0.03% | 2 | 0.0122 | 0.31%
BAM | D248163 | 3.9999 | 0.0014 | 0.0032 | 0.00349 | 4.013 | 0.076 | 2 | 0.0131 | 0.33% | 2 | 0.0763 | 1.91%
MKEH | D248168 | 3.9894 | 0.0013 | 0.0032 | 0.00347 | 4.0237 | 0.019 | 2 | 0.0343 | 0.86% | 2 | 0.0202 | 0.51%
KRISS | D248205 | 4.0037 | 0.0013 | 0.0032 | 0.00346 | 4 | 0.013 | 2 | -0.0037 | -0.09% | 2 | 0.0146 | 0.36%
NIM | D248188 | 4.0352 | 0.0013 | 0.0032 | 0.00347 | 4.028 | 0.0161 | 2 | -0.0072 | -0.18% | 2 | 0.0175 | 0.43%
NPL | D248159 | 3.9906 | 0.0013 | 0.0032 | 0.00347 | 3.992 | 0.008 | 2 | 0.001 | 0.02% | 2 | 0.0107 | 0.27%
SMU | D248206 | 4.0111 | 0.0014 | 0.0032 | 0.00348 | 4.018 | 0.01 | 2 | 0.0069 | 0.17% | 2 | 0.0122 | 0.3%
VNIIM | D248176 | 3.9909 | 0.0013 | 0.0032 | 0.00345 | 3.986 | 0.015 | 2 | -0.0049 | -0.12% | 2 | 0.0165 | 0.41%
Table 9: Results and degrees–of–equivalence for propane (10-2 mol mol-1)
Lab | Cylinder | xprep | uprep | uver | uref | xlab | Ulab | klab | Di | Di/x | k | U(Di) | U(Di)/x
VSL | D248209 | 0.4992 | 0.0002 | 0.00038 | 0.00044 | 0.4994 | 0.0012 | 2 | 0.0002 | 0.04% | 2 | 0.0015 | 0.3%
BAM | D248163 | 0.4985 | 0.0002 | 0.00038 | 0.00044 | 0.501 | 0.013 | 2 | 0.0025 | 0.5% | 2 | 0.013 | 2.61%
MKEH | D248168 | 0.4972 | 0.0002 | 0.00038 | 0.00044 | 0.49021 | 0.0028 | 2 | -0.007 | -1.4% | 2 | 0.0029 | 0.59%
KRISS | D248205 | 0.4991 | 0.0002 | 0.00038 | 0.00044 | 0.492 | 0.0017 | 2 | -0.0071 | -1.42% | 2 | 0.0019 | 0.38%
NIM | D248188 | 0.4989 | 0.0002 | 0.00038 | 0.00044 | 0.5026 | 0.0025 | 2 | 0.0037 | 0.73% | 2 | 0.0026 | 0.53%
NPL | D248159 | 0.5001 | 0.0002 | 0.00038 | 0.00044 | 0.5008 | 0.001 | 2 | 0.0007 | 0.15% | 2 | 0.0013 | 0.27%
SMU | D248206 | 0.4993 | 0.0002 | 0.00038 | 0.00044 | 0.487 | 0.0024 | 2 | -0.0123 | -2.47% | 2 | 0.0026 | 0.51%
VNIIM | D248176 | 0.4992 | 0.0002 | 0.00038 | 0.00221 | 0.4997 | 0.003 | 2 | 0.0005 | 0.1% | 2 | 0.0032 | 0.64%
Table 10: Results and degrees–of–equivalence for 1,3-butadiene (10-2 mol mol-1)
Lab | Cylinder | xprep | uprep | uver | uref | xlab | Ulab | klab | Di | Di/x | k | U(Di) | U(Di)/x
VSL | D248209 | 0.9923 | 0.0008 | 0.0008 | 0.00113 | 0.9923 | 0.0029 | 2 | 0 | 0% | 2 | 0.0037 | 0.37%
BAM | D248163 | 1.0004 | 0.0008 | 0.0008 | 0.00113 | 1.04 | 0.041 | 2 | 0.0396 | 3.96% | 2 | 0.0411 | 4.1%
MKEH | D248168 | 0.9927 | 0.0008 | 0.0008 | 0.00113 | 1.0176 | 0.0111 | 2 | 0.0249 | 2.51% | 2 | 0.0113 | 1.14%
KRISS | D248205 | 1.009 | 0.0008 | 0.0008 | 0.00113 | 1.024 | 0.0026 | 2 | 0.015 | 1.49% | 2 | 0.0034 | 0.34%
NIM | D248188 | 0.9981 | 0.0008 | 0.0008 | 0.00113 | 0.9929 | 0.005 | 2 | -0.0052 | -0.52% | 2 | 0.0055 | 0.55%
NPL | D248159 | 1.002 | 0.0008 | 0.0008 | 0.00113 | 1.0127 | 0.0046 | 2 | 0.0107 | 1.07% | 2 | 0.0051 | 0.51%
SMU | D248206 | 1.0041 | 0.0008 | 0.0008 | 0.00113 | 1.018 | 0.013 | 2 | 0.0139 | 1.38% | 2 | 0.0132 | 1.31%
VNIIM | D248176 | 0.9985 | 0.0008 | 0.0008 | 0.00113 | 0.9951 | 0.005 | 2 | -0.0034 | -0.34% | 2 | 0.0059 | 0.59%
Table 11: Results and degrees–of–equivalence for 1-butene (10-2 mol mol-1)
Lab | Cylinder | xprep | uprep | uver | uref | xlab | Ulab | klab | Di | Di/x | k | U(Di) | U(Di)/x
VSL | D248209 | 0.502 | 0.0007 | 0.0003 | 0.00072 | 0.5019 | 0.0016 | 2 | -0.0001 | -0.02% | 2 | 0.0021 | 0.43%
BAM | D248163 | 0.4963 | 0.0007 | 0.0003 | 0.00072
MKEH | D248168 | 0.4965 | 0.0006 | 0.0003 | 0.0007 | 0.50624 | 0.0046 | 2 | 0.0098 | 1.97% | 2 | 0.0048 | 0.97%
KRISS | D248205 | 0.4934 | 0.0006 | 0.0003 | 0.0007 | 0.536 | 0.0016 | 2 | 0.0426 | 8.63% | 2 | 0.0021 | 0.43%
NIM | D248188 | 0.488 | 0.0006 | 0.0003 | 0.0007 | 0.485 | 0.0029 | 2 | -0.003 | -0.61% | 2 | 0.0032 | 0.66%
NPL | D248159 | 0.4935 | 0.0006 | 0.0003 | 0.0007 | 0.4945 | 0.0022 | 2 | 0.001 | 0.2% | 2 | 0.0026 | 0.53%
SMU | D248206 | 0.493 | 0.0006 | 0.0003 | 0.00071 | 0.4927 | 0.0045 | 2 | -0.0003 | -0.06% | 2 | 0.0047 | 0.96%
VNIIM | D248176 | 0.4998 | 0.0006 | 0.0003 | 0.0007 | 0.4986 | 0.003 | 2 | -0.0012 | -0.24% | 2 | 0.003 | 0.59%
Table 12: Results and degrees–of–equivalence for iso-butene (10-2 mol mol-1)
Lab | Cylinder | xprep | uprep | uver | uref | xlab | Ulab | klab | Di | Di/x | k | U(Di) | U(Di)/x
VSL | D248209 | 0.4987 | 0.0002 | 0.0005 | 0.00054 | 0.4991 | 0.0012 | 2 | 0.0004 | 0.08% | 2 | 0.0016 | 0.32%
BAM | D248163 | 0.498 | 0.0002 | 0.0005 | 0.00054 | 1.007 | 0.026 | 2 | 0.509 | 102.2% | 2 | 0.026 | 5.23%
MKEH | D248168 | 0.492 | 0.0002 | 0.0005 | 0.00053 | 0.49531 | 0.0068 | 2 | 0.0033 | 0.68% | 2 | 0.0069 | 1.4%
KRISS | D248205 | 0.4939 | 0.0002 | 0.0005 | 0.00053 | 0.496 | 0.0013 | 2 | 0.0021 | 0.43% | 2 | 0.0017 | 0.34%
NIM | D248188 | 0.4937 | 0.0002 | 0.0005 | 0.00054 | 0.4989 | 0.003 | 2 | 0.0052 | 1.06% | 2 | 0.0032 | 0.65%
NPL | D248159 | 0.4948 | 0.0002 | 0.0005 | 0.00054 | 0.4952 | 0.0022 | 2 | 0.0004 | 0.08% | 2 | 0.0024 | 0.49%
SMU | D248206 | 0.4989 | 0.0002 | 0.0005 | 0.00054 | 0.497 | 0.0033 | 2 | -0.0019 | -0.37% | 2 | 0.0035 | 0.7%
VNIIM | D248176 | 0.494 | 0.0002 | 0.0005 | 0.00053 | 0.4941 | 0.003 | 2 | 0.0001 | 0.02% | 2 | 0.0032 | 0.64%
Table 13: Results and degrees–of–equivalence for hydrogen (10-2 mol mol-1)
Lab | Cylinder | xprep | uprep | uver | uref | xlab | Ulab | klab | Di | Di/x | k | U(Di) | U(Di)/x
VSL | D248209 | 7.7034 | 0.0033 | 0.0085 | 0.0091 | 7.71 | 0.008 | 2 | 0.007 | 0.09% | 2 | 0.0199 | 0.26%
BAM | D248163 | 7.6928 | 0.0033 | 0.0085 | 0.0091 | 7.738 | 0.087 | 2 | 0.045 | 0.59% | 2 | 0.0889 | 1.16%
MKEH | D248168 | 7.5952 | 0.0032 | 0.0085 | 0.00909 | 1.2381 | 0.032 | 2 | -6.357 | -83.7% | 2 | 0.0369 | 0.49%
KRISS | D248205 | 7.6248 | 0.0032 | 0.0085 | 0.00909 | 7.68 | 0.008 | 2 | 0.055 | 0.72% | 2 | 0.0197 | 0.26%
NIM | D248188 | 7.5928 | 0.0032 | 0.0085 | 0.00908 | 7.607 | 0.0304 | 2 | 0.014 | 0.19% | 2 | 0.0354 | 0.47%
NPL | D248159 | 7.6101 | 0.0032 | 0.0085 | 0.00908 | 7.601 | 0.019 | 2 | -0.009 | -0.12% | 2 | 0.0263 | 0.35%
SMU | D248206 | 7.7058 | 0.0032 | 0.0085 | 0.0091 | 7.732 | 0.069 | 2 | 0.026 | 0.34% | 2 | 0.0714 | 0.93%
VNIIM | D248176 | 7.6267 | 0.0032 | 0.0085 | 0.00908 | 7.635 | 0.047 | 2 | 0.008 | 0.11% | 2 | 0.0504 | 0.66%
Table 14: Results and degrees–of–equivalence for nitrogen (10-2 mol mol-1)
Lab | Cylinder | xprep | uprep | uver | uref | xlab | Ulab | klab | Di | Di/x | k | U(Di) | U(Di)/x
VSL | D248209 | 3.9781 | 0.0012 | 0.0026 | 0.00288 | 3.984 | 0.012 | 2 | 0.0059 | 0.15% | 2 | 0.0133 | 0.33%
BAM | D248163 | 3.9726 | 0.0012 | 0.0026 | 0.00288 | 4.002 | 0.07 | 2 | 0.0294 | 0.74% | 2 | 0.0702 | 1.77%
MKEH | D248168 | 3.9805 | 0.0012 | 0.0026 | 0.00287 | 5.1734 | 0.023 | 2 | 1.193 | 29.97% | 2 | 0.0236 | 0.59%
KRISS | D248205 | 3.996 | 0.0012 | 0.0026 | 0.00287 | 3.96 | 0.004 | 2 | -0.036 | -0.9% | 2 | 0.007 | 0.17%
NIM | D248188 | 4.0034 | 0.0012 | 0.0026 | 0.00287 | 4.0141 | 0.0161 | 2 | 0.0107 | 0.27% | 2 | 0.0171 | 0.43%
NPL | D248159 | 4.0124 | 0.0012 | 0.0026 | 0.00287 | 4.011 | 0.009 | 2 | -0.001 | -0.02% | 2 | 0.0103 | 0.26%
SMU | D248206 | 3.9793 | 0.0012 | 0.0026 | 0.00288 | 3.985 | 0.019 | 2 | 0.0057 | 0.14% | 2 | 0.0199 | 0.5%
VNIIM | D248176 | 3.997 | 0.0012 | 0.0026 | 0.00286 | 3.996 | 0.018 | 2 | -0.001 | -0.02% | 2 | 0.0189 | 0.47%
Table 15: Results and degrees–of–equivalence for helium (10-2 mol mol-1)
Lab | Cylinder | xprep | uprep | uver | uref | xlab | Ulab | klab | Di | Di/x | k | U(Di) | U(Di)/x
VSL | D248209 | 54.855 | 0.012 | 0.04 | 0.042 | 54.859 | 0.032 | 2 | 0.004 | 0.01% | 2 | 0.0896 | 0.16%
BAM | D248163 | 54.758 | 0.012 | 0.04 | 0.042 | 54.388 | 0.77 | 2 | -0.37 | -0.67% | 2 | 0.7716 | 1.41%
MKEH | D248168 | 55.168 | 0.012 | 0.04 | 0.042 | 60.1628 | 0.037 | 2 | 4.995 | 9.05% | 2 | 0.0914 | 0.17%
KRISS | D248205 | 55.006 | 0.012 | 0.04 | 0.042 | 55.207 | 0.087 | 2 | 0.201 | 0.37% | 2 | 0.1205 | 0.22%
NIM | D248188 | 55.05 | 0.012 | 0.04 | 0.042 | 55.031 | 0.08 | 2 | -0.019 | -0.03% | 2 | 0.1163 | 0.21%
NPL | D248159 | 54.913 | 0.012 | 0.04 | 0.042 | 54.9 | 0.11 | 2 | -0.013 | -0.02% | 2 | 0.1381 | 0.25%
SMU | D248206 | 54.836 | 0.012 | 0.04 | 0.042 | 54.77 | 0.09 | 2 | -0.071 | -0.13% | 2 | 0.1237 | 0.23%
VNIIM | D248176 | 55.029 | 0.012 | 0.04 | 0.042 | 55.036 | 0.14 | 2 | 0.007 | 0.01% | 2 | 0.163 | 0.3%
Writer & Reviewer :
Put Amount Fraction Range in micro-mol/mol on yellow cells

## CCQM-K82
CCQM-K82 | [8 empty] | Transition Point | 10 | µmol/mol |  | Ver 1.1 (2021/12/22)
CH4 in air at 1.8 & 2.2 µmol/mol/mol | [8 empty] | Transition Point 2 | 1 | µmol/mol |  | made by Takuya Shimosaka (NMIJ/AIST)
Please use this template at your own risk
Support to CMCs
The results of this key comparison can be used to support:
1) Claimed capabilities CH4 in synthetic air, scrubbed air, or in nitrogen in the range 1700 nmol/mol to 2500 nmol/mol;
2) Claimed capabilities for CH4 in nitrogen or in air in the range 2.5 µmol/mol to 25 mmol/mol, where an NMI’s smallest claimed relative standard uncertainty is equal or greater to the relative standard uncertainty it reported in CCQM-K82 for results that
agree with the KCRV;
3) Claims of purity measurements in nitrogen, oxygen and argon matrix gases for the quantification of methane amount of substance fractions above 1 nmol/mol where the
standard uncertainty is equal or greater to u(KCRV).
Final Report - International comparison CCQM-K82: Methane in Air at Ambient level (1800-2200) nmol mol-1
Name of Target Analyte
Laboratory | Cylinder | xi,ref (µmol/mol) | ui,ref (µmol/mol) Standard Unc. | xi,lab (µmol/mol) | ui,lab (µmol/mol) Standard Unc. | Di (µmol/mol) | U(Di) (µmol/mol) (k=2) Expanded Unc. | Agree with RV? | Deviation (µmol/mol) | Exp. U (µmol/mol) | Transition Point (µmol/mol) | Minimum Uncertainty(%) (>10umol/mol) | Min Unc at Transition Point (µmol/mol) | Exp. U at LB (%) | LB (µmol/mol) | UB (µmol/mol) | Uncertainty at LB (%) Expanded Unc. | Uncertainty at UB (%) Expanded Unc. | Uncertainty at LB (µmol/mol) | Uncertainty at UB (µmol/mol) | LB (nmol/mol) | UB (nmol/mol) | Uncertainty at LB (nmol/mol) | Uncertainty at UB (nmol/mol)
KRISS | D 929248 | 1.7976 | 0.00069 | 1.7971 | 0.0005 | -0.0005 | 0.00085 | 0 | 0 | 0.001 | 10 | 0.01 | 0.001 | 100 | 1 | 1000 | 0.1 | 0.01 | 0.001 | 0.1 | 1000 | 1000000 | 1 | 100
KRISS | D 985705 | 2.2022 | 0.00071 | 2.2009 | 0.0006 | -0.0013 | 0.00093 | 1 | 0.0013 | 0.0028636 | 10 | 0.028636 | 0.0028636 | 100 | 1 | 1000 | 0.28636 | 0.028636 | 0.0028636 | 0.28636 | 1000 | 1000000 | 2.8636 | 286.3564
NIM | CAL017763 | 1.8256 | 0.00067 | 1.8252 | 0.00085 | -0.0004 | 0.00108 | 0 | 0 | 0.0017 | 10 | 0.017 | 0.0017 | 100 | 1 | 1000 | 0.17 | 0.017 | 0.0017 | 0.17 | 1000 | 1000000 | 1.7 | 170
NIM | CAL017790 | 2.194 | 0.0007 | 2.1938 | 0.001 | -0.0002 | 0.00122 | 0 | 0 | 0.002 | 10 | 0.02 | 0.002 | 100 | 1 | 1000 | 0.2 | 0.02 | 0.002 | 0.2 | 1000 | 1000000 | 2 | 200
NIST | FB03569 | 1.7968 | 0.00069 | 1.7968 | 0.00085 | -4e-05 | 0.00109 | 0 | 0 | 0.0017 | 10 | 0.017 | 0.0017 | 100 | 1 | 1000 | 0.17 | 0.017 | 0.0017 | 0.17 | 1000 | 1000000 | 1.7 | 170
NIST | FB03587 | 2.1946 | 0.0007 | 2.196 | 0.00084 | 0.00136 | 0.00109 | 1 | 0.00136 | 0.003197 | 10 | 0.03197 | 0.003197 | 100 | 1 | 1000 | 0.3197 | 0.03197 | 0.003197 | 0.3197 | 1000 | 1000000 | 3.197 | 319.6999
NMIJ | CPB-28035 | 1.7964 | 0.00069 | 1.7973 | 0.00065 | 0.0009 | 0.00095 | 0 | 0 | 0.0013 | 10 | 0.013 | 0.0013 | 100 | 1 | 1000 | 0.13 | 0.013 | 0.0013 | 0.13 | 1000 | 1000000 | 1.3 | 130
NMIJ | CPB-28219 | 2.1975 | 0.0007 | 2.1983 | 0.00065 | 0.0008 | 0.00096 | 0 | 0 | 0.0013 | 10 | 0.013 | 0.0013 | 100 | 1 | 1000 | 0.13 | 0.013 | 0.0013 | 0.13 | 1000 | 1000000 | 1.3 | 130
NOAA | FB03578 | 1.8143 | 0.00068 | 1.8121 | 0.0013 | -0.0022 | 0.00147 | 1 | 0.0022 | 0.0051108 | 10 | 0.051108 | 0.0051108 | 100 | 1 | 1000 | 0.51108 | 0.051108 | 0.0051108 | 0.51108 | 1000 | 1000000 | 5.1108 | 511.0773
NOAA | FB03593 | 2.2138 | 0.00071 | 2.2089 | 0.0014 | -0.0049 | 0.00157 | 1 | 0.0049 | 0.010192 | 10 | 0.10192 | 0.010192 | 100 | 1 | 1000 | 1.0192 | 0.10192 | 0.010192 | 1.0192 | 1000 | 1000000 | 10.1922 | 1019.2154
NPL | 221727 | 1.8006 | 0.00069 | 1.7994 | 0.0018 | -0.0012 | 0.00193 | 0 | 0 | 0.0036 | 10 | 0.036 | 0.0036 | 100 | 1 | 1000 | 0.36 | 0.036 | 0.0036 | 0.36 | 1000 | 1000000 | 3.6 | 360
NPL | 233097 | 2.2011 | 0.00071 | 2.1996 | 0.0022 | -0.0015 | 0.00231 | 0 | 0 | 0.0044 | 10 | 0.044 | 0.0044 | 100 | 1 | 1000 | 0.44 | 0.044 | 0.0044 | 0.44 | 1000 | 1000000 | 4.4 | 440
VNIIM | D 249682 | 1.8103 | 0.00068 | 1.8129 | 0.0013 | 0.0026 | 0.00147 | 1 | 0.0026 | 0.0058138 | 10 | 0.058138 | 0.0058138 | 100 | 1 | 1000 | 0.58138 | 0.058138 | 0.0058138 | 0.58138 | 1000 | 1000000 | 5.8138 | 581.3777
VNIIM | D 249845 | 2.2146 | 0.00071 | 2.2146 | 0.00125 | 0 | 0.00144 | 0 | 0 | 0.0025 | 10 | 0.025 | 0.0025 | 100 | 1 | 1000 | 0.25 | 0.025 | 0.0025 | 0.25 | 1000 | 1000000 | 2.5 | 250
VSL | D 249292 | 1.7978 | 0.00069 | 1.7983 | 0.002 | 0.00049 | 0.00211 | 0 | 0 | 0.004 | 10 | 0.04 | 0.004 | 100 | 1 | 1000 | 0.4 | 0.04 | 0.004 | 0.4 | 1000 | 1000000 | 4 | 400
VSL | D 249289 | 2.1956 | 0.0007 | 2.1963 | 0.0024 | 0.00073 | 0.0025 | 0 | 0 | 0.0048 | 10 | 0.048 | 0.0048 | 100 | 1 | 1000 | 0.48 | 0.048 | 0.0048 | 0.48 | 1000 | 1000000 | 4.8 | 480
Participant | Cylinder | xKCRV (nmol/mol) | u(xKCRV) (nmol/mol) | xNMI (nmol/mol) | u(xNMI) (nmol/mol) | D( xNMI- xKCRV ) (nmol/mol) | u(D) (nmol/mol) | U(D) (k=2) (nmol/mol)
KRISS | D 929248 | 1797.6 | 0.69 | 1797.1 | 0.5 | -0.5 | 0.85 | 1.7
KRISS | D 985705 | 2202.2 | 0.71 | 2200.9 | 0.6 | -1.3 | 0.93 | 1.85
NIM | CAL017763 | 1825.6 | 0.67 | 1825.2 | 0.85 | -0.4 | 1.08 | 2.17
NIM | CAL017790 | 2194 | 0.7 | 2193.8 | 1 | -0.2 | 1.22 | 2.44
NIST | FB03569 | 1796.8 | 0.69 | 1796.76 | 0.85 | -0.04 | 1.09 | 2.19
NIST | FB03587 | 2194.6 | 0.7 | 2195.96 | 0.84 | 1.36 | 1.09 | 2.19
NMIJ | CPB-28035 | 1796.4 | 0.69 | 1797.3 | 0.65 | 0.9 | 0.95 | 1.89
NMIJ | CPB-28219 | 2197.5 | 0.7 | 2198.3 | 0.65 | 0.8 | 0.96 | 1.91
NOAA | FB03578 | 1814.3 | 0.68 | 1812.1 | 1.3 | -2.2 | 1.47 | 2.93
NOAA | FB03593 | 2213.8 | 0.71 | 2208.9 | 1.4 | -4.9 | 1.57 | 3.14
NPL | 221727 | 1800.6 | 0.69 | 1799.4 | 1.8 | -1.2 | 1.93 | 3.85
NPL | 233097 | 2201.1 | 0.71 | 2199.6 | 2.2 | -1.5 | 2.31 | 4.62
VNIIM | D 249682 | 1810.3 | 0.68 | 1812.9 | 1.3 | 2.6 | 1.47 | 2.93
VNIIM | D 249845 | 2214.6 | 0.71 | 2214.6 | 1.25 | 0 | 1.44 | 2.88
VSL | D 249292 | 1797.8 | 0.69 | 1798.29 | 2 | 0.49 | 2.11 | 4.23
VSL | D 249289 | 2195.6 | 0.7 | 2196.33 | 2.4 | 0.73 | 2.5 | 5
Writer & Reviewer :
Put Amount Fraction Range in micro-mol/mol on yellow cells

## CCQM-K84
CCQM-K84 | [8 empty] | Transition Point | 10 | µmol/mol |  | Ver 1.1 (2021/12/22)
CO in Air at 350 nmol/mol | [8 empty] | Transition Point 2 | 1 | µmol/mol |  | made by Takuya Shimosaka (NMIJ/AIST)
Please use this template at your own risk
Support to CMCs
This key comparison supports the measurement capability of CO at 350 nmol/mol. The
results of the comparison identify measurement equivalence between NMIs and WMO. This
key comparison supports the measurement capability of CO in the range of 50 nmol/mol to
1000 nmol/mol.
CO
Laboratory | Cylinder | xi,ref (µmol/mol) | ui,ref (µmol/mol) Standard Unc. | xi,lab (µmol/mol) | ui,lab (µmol/mol) Standard Unc. | Di (µmol/mol) | U(Di) (µmol/mol) (k=2) Expanded Unc. | Agree with RV? | Deviation (µmol/mol) | Exp. U (µmol/mol) | Transition Point (µmol/mol) | Minimum Uncertainty(%) (>10umol/mol) | Min Unc at Transition Point (µmol/mol) | Exp. U at LB (%) | LB (µmol/mol) | UB (µmol/mol) | Uncertainty at LB (%) Expanded Unc. | Uncertainty at UB (%) Expanded Unc. | Uncertainty at LB (µmol/mol) | Uncertainty at UB (µmol/mol) | LB (nmol/mol) | UB (nmol/mol) | Uncertainty at LB (nmol/mol) | Uncertainty at UB (nmol/mol)
LNE | D015224 | 0.35633 | 0.00372 | 0.3566 | 0.00055 | 0.0003 | 0.0075 | 0 | 0 | 0.0011 | 0.35633 | 0.3087 | 0.0011 | 100 | 1 | 1000 | 0.3087 | 0.3087 | 0.003087 | 3.087 | 1000 | 1000000 | 3.087 | 3087.0261
NIST | D015230 | 0.35152 | 0.00312 | 0.3586 | 0.001 | 0.0071 | 0.0065 | 1 | 0.00708 | 0.014301 | 0.35152 | 4.0682 | 0.014301 | 100 | 1 | 1000 | 4.0682 | 4.0682 | 0.040682 | 40.682 | 1000 | 1000000 | 40.682 | 40682.025
NOAA | D015283 | 0.35081 | 0.00186 | 0.346 | 0.00235 | -0.0048 | 0.006 | 0 | 0 | 0.0047 | 0.35081 | 1.3398 | 0.0047 | 100 | 1 | 1000 | 1.3398 | 1.3398 | 0.013398 | 13.3976 | 1000 | 1000000 | 13.3976 | 13397.5656
FMI | D015285 | 0.34886 | 0.00162 | 0.35184 | 0.00276 | 0.00298 | 0.0064 | 0 | 0 | 0.00552 | 0.34886 | 1.5823 | 0.00552 | 100 | 1 | 1000 | 1.5823 | 1.5823 | 0.015823 | 15.823 | 1000 | 1000000 | 15.823 | 15822.9662
NPL | D015215 | 0.34997 | 0.00165 | 0.3554 | 0.0035 | 0.0054 | 0.0077 | 0 | 0 | 0.007 | 0.34997 | 2.0002 | 0.007 | 100 | 1 | 1000 | 2.0002 | 2.0002 | 0.020002 | 20.0017 | 1000 | 1000000 | 20.0017 | 20001.7144
JRC | D015217 | 0.35083 | 0.0017 | 0.35109 | 0.00655 | 0.00026 | 0.01353 | 0 | 0 | 0.0131 | 0.35083 | 3.734 | 0.0131 | 100 | 1 | 1000 | 3.734 | 3.734 | 0.03734 | 37.34 | 1000 | 1000000 | 37.34 | 37340.0222
NMIJ | D015275 | 0.34243 | 0.00165 | 0.34126 | 0.00123 | -0.00117 | 0.00412 | 0 | 0 | 0.00246 | 0.34243 | 0.7184 | 0.00246 | 100 | 1 | 1000 | 0.7184 | 0.7184 | 0.007184 | 7.184 | 1000 | 1000000 | 7.184 | 7183.95
KRISS | D015286 | 0.35326 | 0.00186 | 0.35325 | 0.00053 | -1e-05 | 0.00387 | 0 | 0 | 0.00106 | 0.35326 | 0.30006 | 0.00106 | 100 | 1 | 1000 | 0.30006 | 0.30006 | 0.0030006 | 3.0006 | 1000 | 1000000 | 3.0006 | 3000.6228
NIM | D015220 | 0.35235 | 0.00179 | 0.3555 | 0.0015 | 0.003 | 0.005 | 0 | 0 | 0.003 | 0.35235 | 0.85143 | 0.003 | 100 | 1 | 1000 | 0.85143 | 0.85143 | 0.0085143 | 8.5143 | 1000 | 1000000 | 8.5143 | 8514.2614
VNIIM | D015223 | 0.35135 | 0.00167 | 0.354 | 0.0025 | 0.003 | 0.006 | 0 | 0 | 0.005 | 0.35135 | 1.4231 | 0.005 | 100 | 1 | 1000 | 1.4231 | 1.4231 | 0.014231 | 14.2308 | 1000 | 1000000 | 14.2308 | 14230.824
Laboratory | Cylinder | xprep [nmol/mol] | uprep_tot [nmol/mol] | xlab [nmol/mol] | Ulab [nmol/mol] | Δx xlab –xprep [nmol/mol] | u(Δx) u(xlab -xprep) [nmol/mol] |  | Laboratory | Cylinder | di [nmol/mol] | U(di) [nmol/mol]
LNE | D015224 | 356.33 | 3.72 | 356.6 | 1.1 | 0.3 | 3.8 |  | LNE | D015224 | 0.3 | 7.5
NIST | D015230 | 351.52 | 3.12 | 358.6 | 2 | 7.1 | 3.3 |  | NIST | D015230 | 7.1 | 6.5
NOAA | D015283 | 350.81 | 1.86 | 346 | 4.7 | -4.8 | 3 |  | NOAA | D015283 | -4.8 | 6
FMI | D015285 | 348.86 | 1.62 | 351.84 | 5.52 | 2.98 | 3.2 |  | FMI | D015285 | 2.98 | 6.4
NPL | D015215 | 349.97 | 1.65 | 355.4 | 7 | 5.4 | 3.9 |  | NPL | D015215 | 5.4 | 7.7
JRC | D015217 | 350.83 | 1.7 | 351.09 | 13.1 | 0.26 | 6.77 |  | JRC | D015217 | 0.26 | 13.53
NMIJ | D015275 | 342.43 | 1.65 | 341.26 | 2.46 | -1.17 | 2.06 |  | NMIJ | D015275 | -1.17 | 4.12
KRISS | D015286 | 353.26 | 1.86 | 353.25 | 1.06 | -0.01 | 1.94 |  | KRISS | D015286 | -0.01 | 3.87
NIM | D015220 | 352.35 | 1.79 | 355.5 | 3 | 3 | 3 |  | NIM | D015220 | 3 | 5
VNIIM | D015223 | 351.35 | 1.67 | 354 | 5 | 3 | 3 |  | VNIIM | D015223 | 3 | 6
Writer & Reviewer :
Put Amount Fraction Range in micro-mol/mol on yellow cells

## CCQM-K90
CCQM-K90 | [8 empty] | Transition Point | 10 | µmol/mol |  | Ver 1.1 (2021/12/22)
Formaldehyde in nitrogen at 2 umol/mol | [8 empty] | Transition Point 2 | 1 | µmol/mol |  | made by Takuya Shimosaka (NMIJ/AIST)
Please use this template at your own risk
Support to CMCs
The results of the comparison may be used to underpin laboratories calibration and measurement capability claims for formaldehyde in nitrogen at mole fractions between 1 μmol mol-1 and 10 μmol mol-1.
0.08
Formaldehyde
Laboratory | Cylinder | xi,ref (µmol/mol) | ui,ref (µmol/mol) | xi,lab (µmol/mol) | ui,lab (µmol/mol) | Di (µmol/mol) | U(Di) (µmol/mol) (k=2) | Agree with RV? | Deviation (µmol/mol) | Exp. U (µmol/mol) | Transition Point (µmol/mol) | Minimum Uncertainty(%) (>10umol/mol) | Min Unc at Transition Point (µmol/mol) | Exp. U at LB (%) | LB (µmol/mol) | UB (µmol/mol) | Uncertainty at LB (%) Expanded Unc. | Uncertainty at UB (%) Expanded Unc. | Uncertainty at LB (µmol/mol) | Uncertainty at UB (µmol/mol) | LB (nmol/mol) | UB (nmol/mol) | Uncertainty at LB (nmol/mol) | Uncertainty at UB (nmol/mol)
BIPM |  | 1.96 | 0.004 | 1.967 | 0.004 | 0.007 | 0.011 | 0 | 0 | 0.008 | 10 | 0.08 | 0.008 | 100 | 1 | 1000 | 0.8 | 0.08 | 0.008 | 0.8 | 1000 | 1000000 | 8 | 800
KRISS |  | 2.022 | 0.004 | 2.029 | 0.013 | 0.007 | 0.026 | 0 | 0 | 0.026 | 10 | 0.26 | 0.026 | 100 | 1 | 1000 | 2.6 | 0.26 | 0.026 | 2.6 | 1000 | 1000000 | 26 | 2600
LNE |  | 2.059 | 0.004 | 2.097 | 0.014 | 0.038 | 0.029 | 1 | 0.038 | 0.080994 | 10 | 0.80994 | 0.080994 | 100 | 1 | 1000 | 8.0994 | 0.80994 | 0.080994 | 8.0994 | 1000 | 1000000 | 80.9938 | 8099.3827
NIM |  | 2.022 | 0.004 | 1.976 | 0.02 | -0.046 | 0.041 | 1 | 0.046 | 0.10032 | 10 | 1.0032 | 0.10032 | 100 | 1 | 1000 | 10.0319 | 1.0032 | 0.10032 | 10.0319 | 1000 | 1000000 | 100.3195 | 10031.949
NMIJ |  | 2.058 | 0.004 | 2.063 | 0.005 | 0.005 | 0.012 | 0 | 0 | 0.01 | 10 | 0.1 | 0.01 | 100 | 1 | 1000 | 1 | 0.1 | 0.01 | 1 | 1000 | 1000000 | 10 | 1000
NPL |  | 2.024 | 0.004 | 2.088 | 0.026 | 0.064 | 0.053 | 1 | 0.064 | 0.13816 | 10 | 1.3816 | 0.13816 | 100 | 1 | 1000 | 13.8159 | 1.3816 | 0.13816 | 13.8159 | 1000 | 1000000 | 138.1593 | 13815.9328
VNIIM |  | 2.054 | 0.004 | 2.15 | 0.03 | 0.096 | 0.061 | 1 | 0.096 | 0.20116 | 10 | 2.0116 | 0.20116 | 100 | 1 | 1000 | 20.1157 | 2.0116 | 0.20116 | 20.1157 | 1000 | 1000000 | 201.1567 | 20115.6655
VSL |  | 2.031 | 0.005 | 1.96 | 0.035 | -0.071 | 0.071 | 0 | 0 | 0.07 | 10 | 0.7 | 0.07 | 100 | 1 | 1000 | 7 | 0.7 | 0.07 | 7 | 1000 | 1000000 | 70 | 7000
NMI | xR | u(xR) | xi | u(xi) | Di | U(Di)
BIPM | 1.96 | 0.004 | 1.967 | 0.004 | 0.007 | 0.011
KRISS | 2.022 | 0.004 | 2.029 | 0.013 | 0.007 | 0.026
LNE | 2.059 | 0.004 | 2.097 | 0.014 | 0.038 | 0.029
NIM | 2.022 | 0.004 | 1.976 | 0.02 | -0.046 | 0.041
NMIJ | 2.058 | 0.004 | 2.063 | 0.005 | 0.005 | 0.012
NPL | 2.024 | 0.004 | 2.088 | 0.026 | 0.064 | 0.053
VNIIM | 2.054 | 0.004 | 2.15 | 0.03 | 0.096 | 0.061
VSL | 2.031 | 0.005 | 1.96 | 0.035 | -0.071 | 0.071
Table 8: Results and degrees–of–equivalence for carbon monoxide
Lab | Cylinder | xprep μmol/mol | uprep μmol/mol | uver μmol/mol | uKCRV μmol/mol | xlab μmol/mol | Ulab μmol/mol | klab | D μmol/mol | D/x | k | U(D) μmol/mol | U(D)/x
NIST | M937423 | 40.083 | 0.034 | 0.06012 | 0.06907 | 40.112 | 0.063 | 2 | 0.03 | 0.07% | 2 | 0.1518 | 0.38%
NIM | M937410 | 40.092 | 0.034 | 0.06014 | 0.06908 | 40.05 | 0.24 | 2 | -0.04 | -0.1% | 2 | 0.2769 | 0.69%
NPL | M937411 | 40.047 | 0.034 | 0.06007 | 0.06903 | 40 | 0.2 | 2 | -0.05 | -0.12% | 2 | 0.243 | 0.61%
VSL | M937400 | 40.101 | 0.034 | 0.06015 | 0.0691 | 40.2 | 0.38 | 2 | 0.1 | 0.25% | 2 | 0.4043 | 1.01%
CENAM | M937407 | 39.953 | 0.034 | 0.05993 | 0.0689 | 40.1 | 0.51 | 2 | 0.15 | 0.37% | 2 | 0.5283 | 1.32%
SMU | M937405 | 40.128 | 0.034 | 0.06019 | 0.06913 | 40.11 | 0.19 | 2 | -0.02 | -0.04% | 2 | 0.235 | 0.59%
VNIIM | M937403 | 40.116 | 0.034 | 0.06017 | 0.06912 | 45.22 | 0.25 | 2 | 5.1 | 12.72% | 2 | 0.2857 | 0.71%
NMISA | M937424 | 40.094 | 0.034 | 0.06014 | 0.06909 | 39.8 | 0.21 | 2 | -0.29 | -0.73% | 2 | 0.2514 | 0.63%
KRISS | M937414 | 40.111 | 0.034 | 0.06017 | 0.06911 | 39.91 | 0.14 | 2 | -0.2 | -0.5% | 2 | 0.1967 | 0.49%
IPQ | M937419 | 40.09 | 0.034 | 0.06014 | 0.06908 | 38.53 | 0.3 | 2 | -1.56 | -3.89% | 2 | 0.3303 | 0.82%
INMETRO | M937401 | 40.127 | 0.034 | 0.06019 | 0.06913 | 29.495 | 0.369 | 2 | -10.63 | -26.5% | 2 | 0.3941 | 0.98%
5 As defined in the MRA [9], a degree of equivalence is given by Δx and U(Δx).
Table 9: Results and degrees–of–equivalence for carbon dioxide
Lab | Cylinder | xprep mmol/mol | uprep mmol/mol | uver mmol/mol | uKCRV mmol/mol | xlab mmol/mol | Ulab mmol/mol | klab | D μmol/mol | D/x | k | U(D) μmol/mol | U(D)/x
NIST | M937423 | 119.8 | 0.012 | 0.1198 | 0.1204 | 119.93 | 0.11 | 2 | 0.13 | 0.11% | 2 | 0.265 | 0.22%
NIM | M937410 | 120.1 | 0.012 | 0.1201 | 0.1207 | 120.2 | 0.6 | 2 | 0.1 | 0.08% | 2 | 0.647 | 0.54%
NPL | M937411 | 119.79 | 0.012 | 0.11979 | 0.12039 | 119.7 | 0.2 | 2 | -0.09 | -0.08% | 2 | 0.313 | 0.26%
VSL | M937400 | 120.01 | 0.012 | 0.12001 | 0.12061 | 120.07 | 0.34 | 2 | 0.06 | 0.05% | 2 | 0.417 | 0.35%
CENAM | M937407 | 120.33 | 0.012 | 0.12033 | 0.12093 | 120.17 | 0.94 | 2 | -0.16 | -0.13% | 2 | 0.971 | 0.81%
SMU | M937405 | 120.04 | 0.012 | 0.12004 | 0.12064 | 119.98 | 0.12 | 2 | -0.06 | -0.05% | 2 | 0.269 | 0.22%
VNIIM | M937403 | 120.24 | 0.012 | 0.12024 | 0.12084 | 120 | 0.57 | 2 | -0.24 | -0.2% | 2 | 0.619 | 0.51%
NMISA | M937424 | 119.97 | 0.012 | 0.11997 | 0.12057 | 120.17 | 0.26 | 2 | 0.2 | 0.17% | 2 | 0.355 | 0.3%
KRISS | M937414 | 119.89 | 0.012 | 0.11989 | 0.12049 | 119.88 | 0.12 | 2 | -0.01 | -0.01% | 2 | 0.269 | 0.22%
IPQ | M937419 | 119.92 | 0.012 | 0.11992 | 0.12052 | 120.61 | 0.32 | 2 | 0.69 | 0.58% | 2 | 0.401 | 0.33%
INMETRO | M937401 | 119.9 | 0.012 | 0.1199 | 0.1205 | 119.72 | 1.11 | 2 | -0.18 | -0.15% | 2 | 1.136 | 0.95%
Table 10: Results and degrees–of–equivalence for propane
Lab | Cylinder | xprep μmol/mol | uprep μmol/mol | uver μmol/mol | uKCRV μmol/mol | xlab μmol/mol | Ulab μmol/mol | klab | D μmol/mol | D/x | k | U(D) μmol/mol | U(D)/x
NIST | M937423 | 5.9745 | 0.0037 | 0.00597 | 0.00703 | 5.979 | 0.015 | 2 | 0.0045 | 0.08% | 2 | 0.0206 | 0.34%
NIM | M937410 | 5.9758 | 0.0037 | 0.00598 | 0.00703 | 5.969 | 0.036 | 2 | -0.0068 | -0.11% | 2 | 0.0386 | 0.65%
NPL | M937411 | 5.9692 | 0.0037 | 0.00597 | 0.00702 | 5.98 | 0.02 | 2 | 0.0108 | 0.18% | 2 | 0.0244 | 0.41%
VSL | M937400 | 5.977 | 0.0037 | 0.00598 | 0.00703 | 5.98 | 0.017 | 2 | 0.003 | 0.05% | 2 | 0.0221 | 0.37%
CENAM | M937407 | 5.955 | 0.0037 | 0.00596 | 0.00701 | 5.934 | 0.034 | 2 | -0.021 | -0.35% | 2 | 0.0368 | 0.62%
SMU | M937405 | 5.9812 | 0.0037 | 0.00598 | 0.00703 | 6.004 | 0.058 | 2 | 0.0228 | 0.38% | 2 | 0.0597 | 1%
VNIIM | M937403 | 5.9793 | 0.0037 | 0.00598 | 0.00703 | 5.901 | 0.043 | 2 | -0.0783 | -1.31% | 2 | 0.0452 | 0.76%
NMISA | M937424 | 5.976 | 0.0037 | 0.00598 | 0.00703 | 6.048 | 0.03 | 2 | 0.072 | 1.2% | 2 | 0.0331 | 0.55%
KRISS | M937414 | 5.9787 | 0.0037 | 0.00598 | 0.00703 | 5.98 | 0.06 | 2 | 0.0013 | 0.02% | 2 | 0.0616 | 1.03%
IPQ
INMETRO | M937401 | 5.981 | 0.0037 | 0.00598 | 0.00703 | 5.62 | 0.172 | 2 | -0.361 | -6.04% | 2 | 0.1726 | 2.89%
Table 11: Results and degrees–of–equivalence for nitrogen monoxide
Lab | Cylinder | xprep μmol/mol | uprep μmol/mol | uver μmol/mol | uKCRV μmol/mol | xlab μmol/mol | Ulab μmol/mol | klab | D μmol/mol | D/x | k | U(D) μmol/mol | U(D)/x
NIST | M937423 | 80.12 | 0.052 | 0.0801 | 0.0955 | 80.14 | 0.29 | 2 | 0.02 | 0.02% | 2 | 0.347 | 0.43%
NIM | M937410 | 80.138 | 0.051 | 0.0801 | 0.095 | 79.65 | 0.8 | 2 | -0.488 | -0.61% | 2 | 0.822 | 1.03%
NPL | M937411 | 80.049 | 0.051 | 0.08 | 0.0949 | 80.3 | 0.8 | 2 | 0.251 | 0.31% | 2 | 0.822 | 1.03%
VSL | M937400 | 80.156 | 0.052 | 0.0802 | 0.0955 | 80.34 | 0.39 | 2 | 0.184 | 0.23% | 2 | 0.434 | 0.54%
CENAM | M937407 | 79.859 | 0.052 | 0.0799 | 0.0953 | 78.2 | 1.7 | 2 | -1.659 | -2.08% | 2 | 1.711 | 2.14%
SMU | M937405 | 80.21 | 0.052 | 0.0802 | 0.0956 | 80.18 | 0.8 | 2 | -0.03 | -0.04% | 2 | 0.823 | 1.03%
VNIIM | M937403 | 80.185 | 0.052 | 0.0802 | 0.0956 | 80.78 | 0.42 | 2 | 0.595 | 0.74% | 2 | 0.461 | 0.58%
NMISA | M937424 | 80.142 | 0.052 | 0.0801 | 0.0955 | 79.42 | 0.51 | 2 | -0.722 | -0.9% | 2 | 0.545 | 0.68%
KRISS | M937414 | 80.176 | 0.052 | 0.0802 | 0.0956 | 80.72 | 0.45 | 2 | 0.544 | 0.68% | 2 | 0.489 | 0.61%
IPQ
INMETRO | M937401 | 80.207 | 0.051 | 0.0802 | 0.095 | 79.6 | 1.4 | 2 | -0.607 | -0.76% | 2 | 1.413 | 1.76%
Table 12: Results and degrees–of–equivalence for sulphur dioxide
Lab | Cylinder | xprep μmol/mol | uprep μmol/mol | uver μmol/mol | uKCRV μmol/mol | xlab μmol/mol | Ulab μmol/mol | klab | D μmol/mol | D/x | k | U(D) μmol/mol | U(D)/x
NIST | M937423 | 80.004 | 0.048 | 0.08 | 0.0933 | 80.25 | 0.25 | 2 | 0.25 | 0.31% | 2 | 0.312 | 0.39%
NIM | M937410 | 80.022 | 0.048 | 0.08 | 0.0933 | 79.16 | 0.79 | 2 | -0.86 | -1.08% | 2 | 0.8117 | 1.01%
NPL | M937411 | 79.933 | 0.048 | 0.0799 | 0.0932 | 79.8 | 0.4 | 2 | -0.13 | -0.17% | 2 | 0.4413 | 0.55%
VSL | M937400 | 80.039 | 0.048 | 0.08 | 0.0933 | 79.85 | 0.21 | 2 | -0.19 | -0.24% | 2 | 0.281 | 0.35%
CENAM | M937407 | 79.743 | 0.048 | 0.0797 | 0.0931 | 80.5 | 3.3 | 2 | 0.76 | 0.95% | 2 | 3.3052 | 4.14%
SMU | M937405 | 80.094 | 0.048 | 0.0801 | 0.0934 | 80.47 | 0.87 | 2 | 0.38 | 0.47% | 2 | 0.8898 | 1.11%
VNIIM | M937403 | 80.068 | 0.048 | 0.0801 | 0.0934 | 80.77 | 0.47 | 2 | 0.7 | 0.88% | 2 | 0.5057 | 0.63%
NMISA | M937424 | 80.026 | 0.048 | 0.08 | 0.0933 | 80.13 | 0.54 | 2 | 0.1 | 0.13% | 2 | 0.5713 | 0.71%
KRISS | M937414 | 80.06 | 0.048 | 0.0801 | 0.0933 | 79.84 | 0.44 | 2 | -0.22 | -0.27% | 2 | 0.478 | 0.6%
IPQ | M937419 | 80.017 | 0.048 | 0.08 | 0.0933 | 79.64 | 0.44 | 2 | -0.38 | -0.47% | 2 | 0.4779 | 0.6%
INMETRO | M937401 | 80.091 | 0.048 | 0.0801 | 0.0934 | 80 | 0.9 | 2 | -0.09 | -0.11% | 2 | 0.9192 | 1.15%
Writer & Reviewer :
Put Amount Fraction Range in micro-mol/mol on yellow cells

## CCQM-K93
CCQM-K93 | [8 empty] | Transition Point | 10 | µmol/mol |  | Ver 1.1 (2021/12/22)
Ethanol in N2 at 120 umol/mol | [8 empty] | Transition Point 2 | 1 | µmol/mol |  | made by Takuya Shimosaka (NMIJ/AIST)
Please use this template at your own risk
Support to CMCs
During its 28th meeting in October 2012, the CCQM GAWG agreed that this key comparison can be
used to support CMC claims for ethanol over an amount fraction range of 50 – 500 μmol/mol in a matrix of either nitrogen or synthetic air.
EtOH
Laboratory | Cylinder | xi,ref (µmol/mol) | ui,ref (µmol/mol) Standard Unc. | xi,lab (µmol/mol) | ui,lab (µmol/mol) Standard Unc. | Di (µmol/mol) | U(Di) (µmol/mol) (k=2) Expanded Unc. | Agree with RV? | Deviation (µmol/mol) | Exp. U (µmol/mol) | Transition Point (µmol/mol) | Minimum Uncertainty(%) (>10umol/mol) | Min Unc at Transition Point (µmol/mol) | Exp. U at LB (%) | LB (µmol/mol) | UB (µmol/mol) | Uncertainty at LB (%) Expanded Unc. | Uncertainty at UB (%) Expanded Unc. | Uncertainty at LB (µmol/mol) | Uncertainty at UB (µmol/mol) | LB (nmol/mol) | UB (nmol/mol) | Uncertainty at LB (nmol/mol) | Uncertainty at UB (nmol/mol)
IPQ |  | 119.888 | 0.046 | 120.89 | 0.6 | 0.876 | 1.21 | 0 | 0 | 1.2 | 10 | 1.0009 | 0.10009 | 100 | 1 | 1000 | 10.0093 | 1.0009 | 0.10009 | 10.0093 | 1000 | 1000000 | 100.0934 | 10009.3421
INMETRO |  | 119.888 | 0.046 | 119.693 | 0.12 | 0.77 | 0.254 | 1 | 0.195 | 0.45793 | 10 | 0.38196 | 0.038196 | 100 | 1 | 1000 | 3.8196 | 0.38196 | 0.038196 | 3.8196 | 1000 | 1000000 | 38.1965 | 3819.6494
NMISA |  | 119.888 | 0.046 | 120.08 | 0.4 | 0.745 | 0.824 | 0 | 0 | 0.8 | 10 | 0.66729 | 0.066729 | 100 | 1 | 1000 | 6.6729 | 0.66729 | 0.066729 | 6.6729 | 1000 | 1000000 | 66.7289 | 6672.8947
VSL |  | 119.888 | 0.046 | 119.49 | 0.2 | 0.651 | 0.41 | 1 | 0.398 | 0.89085 | 10 | 0.74307 | 0.074307 | 100 | 1 | 1000 | 7.4307 | 0.74307 | 0.074307 | 7.4307 | 1000 | 1000000 | 74.307 | 7430.696
SMU |  | 119.888 | 0.046 | 120.72 | 0.43 | 0.481 | 0.87 | 0 | 0 | 0.86 | 10 | 0.71734 | 0.071734 | 100 | 1 | 1000 | 7.1734 | 0.71734 | 0.071734 | 7.1734 | 1000 | 1000000 | 71.7336 | 7173.3618
LNE |  | 119.888 | 0.046 | 119.31 | 0.12 | 0.162 | 0.254 | 0 | 0 | 0.24 | 10 | 0.20019 | 0.020019 | 100 | 1 | 1000 | 2.0019 | 0.20019 | 0.020019 | 2.0019 | 1000 | 1000000 | 20.0187 | 2001.8684
NIST |  | 119.888 | 0.046 | 121.29 | 0.31 | 0.092 | 0.58 | 0 | 0 | 0.62 | 10 | 0.51715 | 0.051715 | 100 | 1 | 1000 | 5.1715 | 0.51715 | 0.051715 | 5.1715 | 1000 | 1000000 | 51.7149 | 5171.4934
VNIIM |  | 119.888 | 0.046 | 120.3 | 0.21 | 0.027 | 0.52 | 0 | 0 | 0.42 | 10 | 0.35033 | 0.035033 | 100 | 1 | 1000 | 3.5033 | 0.35033 | 0.035033 | 3.5033 | 1000 | 1000000 | 35.0327 | 3503.2697
NPL |  | 119.888 | 0.046 | 120.03 | 0.054 | -0.008 | 0.132 | 0 | 0 | 0.108 | 10 | 0.090084 | 0.0090084 | 100 | 1 | 1000 | 0.90084 | 0.090084 | 0.0090084 | 0.90084 | 1000 | 1000000 | 9.0084 | 900.8408
NIM |  | 119.888 | 0.046 | 119.38 | 0.18 | -0.039 | 0.37 | 0 | 0 | 0.36 | 10 | 0.30028 | 0.030028 | 100 | 1 | 1000 | 3.0028 | 0.30028 | 0.030028 | 3.0028 | 1000 | 1000000 | 30.028 | 3002.8026
CERI |  | 119.888 | 0.046 | 118.68 | 0.065 | -0.115 | 0.152 | 0 | 0 | 0.13 | 10 | 0.10843 | 0.010843 | 100 | 1 | 1000 | 1.0843 | 0.10843 | 0.010843 | 1.0843 | 1000 | 1000000 | 10.8435 | 1084.3454
KRISS |  | 119.888 | 0.046 | 119.87 | 0.13 | -0.287 | 0.274 | 1 | 0.018 | 0.26248 | 10 | 0.21894 | 0.021894 | 100 | 1 | 1000 | 2.1894 | 0.21894 | 0.021894 | 2.1894 | 1000 | 1000000 | 21.8938 | 2189.3807
MKEH |  | 119.888 | 0.046 | 120.03 | 0.6 | -0.401 | 1.198 | 0 | 0 | 1.2 | 10 | 1.0009 | 0.10009 | 100 | 1 | 1000 | 10.0093 | 1.0009 | 0.10009 | 10.0093 | 1000 | 1000000 | 100.0934 | 10009.3421
Participant | xiNMI (µmol/mol) | u(xiNMI) (μmol/mol) | ri | Inferred value for WRS (µmol/mol) | DoEi (µmol/mol) | u(DoEi) (µmol/mol)
IPQ | 120.89 | 0.6 | 1.001 | 120.764 | 0.876 | 0.605
INMETRO | 119.693 | 0.12 | 0.992 | 120.658 | 0.77 | 0.127
NMISA | 120.08 | 0.4 | 0.9954 | 120.633 | 0.745 | 0.412
VSL | 119.49 | 0.2 | 0.9913 | 120.54 | 0.651 | 0.205
SMU | 120.72 | 0.43 | 1.0029 | 120.369 | 0.481 | 0.435
LNE | 119.31 | 0.12 | 0.9938 | 120.05 | 0.162 | 0.127
NIST | 121.29 | 0.31 | 1.0109 | 119.98 | 0.092 | 0.29
VNIIM | 120.3 | 0.21 | 1.0032 | 119.915 | 0.027 | 0.26
NPL | 120.03 | 0.054 | 1.0013 | 119.88 | -0.008 | 0.066
NIM | 119.38 | 0.18 | 0.9961 | 119.849 | -0.039 | 0.185
CERI | 118.68 | 0.065 | 0.9909 | 119.773 | -0.115 | 0.076
KRISS | 119.87 | 0.13 | 1.0023 | 119.601 | -0.287 | 0.137
MKEH | 120.03 | 0.6 | 1.0045 | 119.487 | -0.401 | 0.599
Writer & Reviewer :
Put Amount Fraction Range in micro-mol/mol on yellow cells
Coordinating Lab : When a comparison has multi-target components, copy lines from L15-L37 and paste them. (refer to CCQM-K10.2018).

## CCQM-K94
CCQM-K94 | [8 empty] | Transition Point | 10 | µmol/mol |  | Ver 1.1 (2021/12/22)
Dimethyl sulfide in N2 at 10 µmol/mol | [8 empty] | Transition Point 2 | 1 | µmol/mol |  | made by Takuya Shimosaka (NMIJ/AIST)
Please use this template at your own risk
Support to CMCs
This key comparison supports CMC claims for the following sulphur-containing compounds in a balance gas of nitrogen or methane in the range 0.5 - 100 μmol/mol:
Carbonyl sulfide
Carbon disulfide
Dimethyl sulfide
Ethyl methyl sulfide
Diethyl sulfide
Methanethiol
Ethanethiol
2-propanethiol
1-propanethiol
2-methyl-2-propanethiol
Tetrahydrothiophene
Dimethyl sulfide
Laboratory | Cylinder | xi,ref (µmol/mol) | ui,ref (µmol/mol) Standard Unc. | xi,lab (µmol/mol) | ui,lab (µmol/mol) Standard Unc. | Di (µmol/mol) | U(Di) (µmol/mol) (k=2) Expanded Unc. | Agree with RV? | Deviation (µmol/mol) | Exp. U (µmol/mol) | Transition Point (µmol/mol) | Minimum Uncertainty(%) (>10umol/mol) | Min Unc at Transition Point (µmol/mol) | Exp. U at LB (%) | LB (µmol/mol) | UB (µmol/mol) | Uncertainty at LB (%) Expanded Unc. | Uncertainty at UB (%) Expanded Unc. | Uncertainty at LB (µmol/mol) | Uncertainty at UB (µmol/mol) | LB (nmol/mol) | UB (nmol/mol) | Uncertainty at LB (nmol/mol) | Uncertainty at UB (nmol/mol)
VSL | D929219 | 10.289 | 0.08 | 10.44 | 0.04 | 0.15 | 0.18 | 0 | 0 | 0.08 | 10 | 0.77753 | 0.077753 | 100 | 1 | 1000 | 7.7753 | 0.77753 | 0.077753 | 7.7753 | 1000 | 1000000 | 77.7529 | 7775.294
NPL | D929214 | 10.311 | 0.08 | 10.359 | 0.052 | 0.048 | 0.192 | 0 | 0 | 0.104 | 10 | 1.0086 | 0.10086 | 100 | 1 | 1000 | 10.0863 | 1.0086 | 0.10086 | 10.0863 | 1000 | 1000000 | 100.8632 | 10086.3156
VNIIM | D929234 | 10.334 | 0.08 | 10.54 | 0.03 | 0.21 | 0.17 | 1 | 0.206 | 0.41635 | 10 | 4.0289 | 0.40289 | 100 | 1 | 1000 | 40.289 | 4.0289 | 0.40289 | 40.289 | 1000 | 1000000 | 402.8895 | 40288.9501
NIM | D727499 | 10.457 | 0.08 | 10.253 | 0.068 | -0.204 | 0.211 | 0 | 0 | 0.136 | 10 | 1.3006 | 0.13006 | 100 | 1 | 1000 | 13.0056 | 1.3006 | 0.13006 | 13.0056 | 1000 | 1000000 | 130.0564 | 13005.6422
KRISS | D731952 | 10.282 | 0.08 | 10.252 | 0.03 | -0.03 | 0.172 | 0 | 0 | 0.06 | 10 | 0.58354 | 0.058354 | 100 | 1 | 1000 | 5.8354 | 0.58354 | 0.058354 | 5.8354 | 1000 | 1000000 | 58.3544 | 5835.4406
Table 4. | Summary of the results (µmol/mol) for CCQM-K94
Laboratory | Cylinder | 𝑥𝑖,𝑟𝑒𝑓 | 𝑢𝑖,𝑝𝑟𝑒𝑝 | 𝑢𝑖,𝑣𝑒𝑟 | 𝑢𝑖,𝑟𝑒𝑓 | 𝑥𝑖,𝑙𝑎𝑏 | 𝑢𝑖,𝑙𝑎𝑏 | 𝐷𝑖 | U(𝐷𝑖)
VSL | D929219 | 10.289 | 0.025 | 0.077 | 0.08 | 10.44 | 0.04 | 0.15 | 0.18
NPL | D929214 | 10.311 | 0.025 | 0.077 | 0.08 | 10.359 | 0.052 | 0.048 | 0.192
VNIIM | D929234 | 10.334 | 0.025 | 0.077 | 0.08 | 10.54 | 0.03 | 0.21 | 0.17
NIM | D727499 | 10.457 | 0.025 | 0.077 | 0.08 | 10.253 | 0.068 | -0.204 | 0.211
KRISS | D731952 | 10.282 | 0.025 | 0.077 | 0.08 | 10.252 | 0.03 | -0.03 | 0.172
Writer & Reviewer :
Put Amount Fraction Range in micro-mol/mol on yellow cells

## CCQM-K111
CCQM-K111 | [8 empty] | Transition Point | 10 | µmol/mol |  | Ver 1.1 (2021/12/22)
Propane in N2 at 1000 µmol/mol | [8 empty] | Transition Point 2 | 1 | µmol/mol |  | made by Takuya Shimosaka (NMIJ/AIST)
Please use this template at your own risk
Support to CMCs
The results of this key comparison can be used to support CMC claims in two different ways:
1) For core capabilities, under the flexible scheme, using the pooling mechanism for the stated uncertainties;
2) For propane in nitrogen, air and automotive gas mixtures, under the default scheme.
3) For the purity analysis of propane.
The way in which this key comparison supports CMC claims is described in more detail in the “GAWG strategy for comparisons and CMC claims” [9].
Name of Target Analyte
Laboratory | Cylinder | xi,ref (µmol/mol) | ui,ref (µmol/mol) Standard Unc. | xi,lab (µmol/mol) | ui,lab (µmol/mol) Standard Unc. | Di (µmol/mol) | U(Di) (µmol/mol) (k=2) Expanded Unc. | Agree with RV? | Deviation (µmol/mol) | Exp. U (µmol/mol) | Transition Point (µmol/mol) | Minimum Uncertainty(%) (>10umol/mol) | Min Unc at Transition Point (µmol/mol) | Exp. U at LB (%) | LB (µmol/mol) | UB (µmol/mol) | Uncertainty at LB (%) Expanded Unc. | Uncertainty at UB (%) Expanded Unc. | Uncertainty at LB (µmol/mol) | Uncertainty at UB (µmol/mol) | LB (nmol/mol) | UB (nmol/mol) | Uncertainty at LB (nmol/mol) | Uncertainty at UB (nmol/mol)
CERI | 153748 | 992.99 | 0.44 | 993.1 | 0.55 | 0.1 | 1.4 | 0 | 0 | 1.1 | 10 | 0.11078 | 0.011078 | 100 | 1 | 1000 | 1.1078 | 0.11078 | 0.011078 | 1.1078 | 1000 | 1000000 | 11.0777 | 1107.7654
INMETRO | 153926 | 991.44 | 0.44 | 990.9 | 1.15 | -0.5 | 2.5 | 0 | 0 | 2.3 | 10 | 0.23199 | 0.023199 | 100 | 1 | 1000 | 2.3199 | 0.23199 | 0.023199 | 2.3199 | 1000 | 1000000 | 23.1986 | 2319.858
KRISS | 153769 | 991.01 | 0.44 | 991.2 | 0.5 | 0.2 | 1.3 | 0 | 0 | 1 | 10 | 0.10091 | 0.010091 | 100 | 1 | 1000 | 1.0091 | 0.10091 | 0.010091 | 1.0091 | 1000 | 1000000 | 10.0907 | 1009.0716
NIST | 153887 | 992.51 | 0.44 | 994.3 | 0.7554 | 1.8 | 1.8 | 0 | 0 | 1.5108 | 10 | 0.15222 | 0.015222 | 100 | 1 | 1000 | 1.5222 | 0.15222 | 0.015222 | 1.5222 | 1000 | 1000000 | 15.2219 | 1522.1926
NMISA | 153929 | 989.47 | 0.44 | 1000.2 | 1 | 10.7 | 2.2 | 1 | 10.73 | 21.553 | 10 | 2.1782 | 0.21782 | 100 | 1 | 1000 | 21.7824 | 2.1782 | 0.21782 | 21.7824 | 1000 | 1000000 | 217.8236 | 21782.3634
NPL | 153465 | 990.47 | 0.44 | 989.4 | 0.495 | -1.1 | 1.3 | 0 | 0 | 0.99 | 10 | 0.099953 | 0.0099953 | 100 | 1 | 1000 | 0.99953 | 0.099953 | 0.0099953 | 0.99953 | 1000 | 1000000 | 9.9953 | 999.5255
VNIIM | 153166 | 993.56 | 0.44 | 994.46 | 0.7 | 0.9 | 1.7 | 0 | 0 | 1.4 | 10 | 0.14091 | 0.014091 | 100 | 1 | 1000 | 1.4091 | 0.14091 | 0.014091 | 1.4091 | 1000 | 1000000 | 14.0907 | 1409.0744
VSL | 153513 | 993.4 | 0.44 | 993.4 | 0.35 | 0 | 1.1 | 0 | 0 | 0.7 | 10 | 0.070465 | 0.0070465 | 100 | 1 | 1000 | 0.70465 | 0.070465 | 0.0070465 | 0.70465 | 1000 | 1000000 | 7.0465 | 704.6507
Table 4: Results of CCQM-K111
Laboratory | Cylinder | xprep | uprep | uver | uref | xlab | Ulab | klab | di | k | U(di)
CERI | 153748 | 992.99 | 0.27 | 0.35 | 0.44 | 993.1 | 1.1 | 2 | 0.1 | 2 | 1.4
INMETRO | 153926 | 991.44 | 0.26 | 0.35 | 0.44 | 990.9 | 2.3 | 2 | -0.5 | 2 | 2.5
KRISS | 153769 | 991.01 | 0.26 | 0.35 | 0.44 | 991.2 | 1 | 2 | 0.2 | 2 | 1.3
NIST | 153887 | 992.51 | 0.27 | 0.35 | 0.44 | 994.3 | 2.1 | 2.78 | 1.8 | 2 | 1.8
NMISA | 153929 | 989.47 | 0.27 | 0.35 | 0.44 | 1000.2 | 2 | 2 | 10.7 | 2 | 2.2
NPL | 153465 | 990.47 | 0.27 | 0.35 | 0.44 | 989.4 | 0.99 | 2 | -1.1 | 2 | 1.3
VNIIM | 153166 | 993.56 | 0.27 | 0.35 | 0.44 | 994.46 | 1.4 | 2 | 0.9 | 2 | 1.7
VSL | 153513 | 993.4 | 0.27 | 0.35 | 0.44 | 993.4 | 0.7 | 2 | 0 | 2 | 1.1
Writer & Reviewer :
Put Amount Fraction Range in micro-mol/mol on yellow cells
Coordinating Lab : When a comparison has multi-target components, copy lines from L15-L37 and paste them. (refer to CCQM-K10.2018).

## CCQM-K112
CCQM-K112 | [8 empty] | Transition Point | 10 | µmol/mol |  | Ver 1.1 (2021/12/22)
Bio-Gas | [8 empty] | Transition Point 2 | 1 | µmol/mol |  | made by Takuya Shimosaka (NMIJ/AIST)
Please use this template at your own risk
Support to CMCs
Table 15: Supported component ranges
Component | Amount | fraction
| x | (cmol | mol􀀀1)
Methane | 35 | – | 95
Carbon dioxide | 4 | – | 45
Nitrogen | 4 | – | 25
Hydrogen | 0.2 | – | 3
Oxygen | 0.2 | – | 1.5
Ethane | 0.002 | – | 0.5
Propane | 0.002 | – | 0.5
Methane
Laboratory | Cylinder | xi,ref (µmol/mol) | ui,ref (µmol/mol) Standard Unc. | xi,lab (µmol/mol) | ui,lab (µmol/mol) Standard Unc. | Di (µmol/mol) | U(Di) (µmol/mol) (k=2) Expanded Unc. | Agree with RV? | Deviation (µmol/mol) | Exp. U (µmol/mol) | Transition Point (µmol/mol) | Min Unc at Transition Point (%) | Min Unc at Transition Point (µmol/mol) | Exp. U at LB (%) | LB (µmol/mol) | UB (µmol/mol) | Uncertainty at LB (%) Expanded Unc. | Uncertainty at UB (%) Expanded Unc. | Uncertainty at LB (µmol/mol) Expanded Unc. | Uncertainty at UB (µmol/mol) Expanded Unc. | LB (nmol/mol) | UB (nmol/mol) | Uncertainty at LB (nmol/mol) Expanded Unc. | Uncertainty at UB (nmol/mol) Expanded Unc.
BFKH |  | 437699 | 178 | 441060 | 340 | 3360 | 750 | 1 | 3361 | 6756.307 | 10 | 1.5436 | 0.15436 | 100 | 10 | 10000 | 1.5436 | 1.5436 | 0.15436 | 154.3597 | 10000 | 10000000 | 154.3597 | 154359.6622
CEM |  | 437699 | 178 | 437110 | 270 | -590 | 600 | 0 | 0 | 540 | 10 | 0.12337 | 0.012337 | 100 | 10 | 10000 | 0.12337 | 0.12337 | 0.012337 | 12.3372 | 10000 | 10000000 | 12.3372 | 12337.2455
CMI |  | 437699 | 178 | 435510 | 150 | -2190 | 450 | 1 | 2189 | 4388.2666 | 10 | 1.0026 | 0.10026 | 100 | 10 | 10000 | 1.0026 | 1.0026 | 0.10026 | 100.2576 | 10000 | 10000000 | 100.2576 | 100257.6343
INMETRO |  | 437699 | 178 | 438120 | 700 | 420 | 1320 | 0 | 0 | 1400 | 10 | 0.31985 | 0.031985 | 100 | 10 | 10000 | 0.31985 | 0.31985 | 0.031985 | 31.9855 | 10000 | 10000000 | 31.9855 | 31985.4512
NPL |  | 437699 | 178 | 437950 | 220 | 250 | 480 | 0 | 0 | 440 | 10 | 0.10053 | 0.010053 | 100 | 10 | 10000 | 0.10053 | 0.10053 | 0.010053 | 10.0526 | 10000 | 10000000 | 10.0526 | 10052.5704
RISE |  | 437699 | 178 | 438380 | 1450 | 680 | 2770 | 0 | 0 | 2900 | 10 | 0.66256 | 0.066256 | 100 | 10 | 10000 | 0.66256 | 0.66256 | 0.066256 | 66.2556 | 10000 | 10000000 | 66.2556 | 66255.5775
SMU |  | 437699 | 178 | 437820 | 330 | 120 | 640 | 0 | 0 | 660 | 10 | 0.15079 | 0.015079 | 100 | 10 | 10000 | 0.15079 | 0.15079 | 0.015079 | 15.0789 | 10000 | 10000000 | 15.0789 | 15078.8556
UME |  | 437699 | 178 | 437780 | 640 | 80 | 1190 | 0 | 0 | 1280 | 10 | 0.29244 | 0.029244 | 100 | 10 | 10000 | 0.29244 | 0.29244 | 0.029244 | 29.2438 | 10000 | 10000000 | 29.2438 | 29243.8411
VNIIM |  | 437699 | 178 | 437650 | 230 | -50 | 500 | 0 | 0 | 460 | 10 | 0.1051 | 0.01051 | 100 | 10 | 10000 | 0.1051 | 0.1051 | 0.01051 | 10.5095 | 10000 | 10000000 | 10.5095 | 10509.5054
VSL |  | 437699 | 178 | 437410 | 130 | -290 | 400 | 0 | 0 | 260 | 10 | 0.059402 | 0.0059402 | 100 | 10 | 10000 | 0.059402 | 0.059402 | 0.0059402 | 5.9402 | 10000 | 10000000 | 5.9402 | 5940.1552
Carbon dioxide
Laboratory | Cylinder | xi,ref (µmol/mol) | ui,ref (µmol/mol) Standard Unc. | xi,lab (µmol/mol) | ui,lab (µmol/mol) Standard Unc. | Di (µmol/mol) | U(Di) (µmol/mol) (k=2) Expanded Unc. | Agree with RV? | Deviation (µmol/mol) | Exp. U (µmol/mol) | Transition Point (µmol/mol) | Min Unc at Transition Point (%) | Min Unc at Transition Point (µmol/mol) | Exp. U at LB (%) | LB (µmol/mol) | UB (µmol/mol) | Uncertainty at LB (%) Expanded Unc. | Uncertainty at UB (%) Expanded Unc. | Uncertainty at LB (µmol/mol) Expanded Unc. | Uncertainty at UB (µmol/mol) Expanded Unc. | LB (nmol/mol) | UB (nmol/mol) | Uncertainty at LB (nmol/mol) Expanded Unc. | Uncertainty at UB (nmol/mol) Expanded Unc.
BFKH |  | 391339.7 | 124.7 | 394680 | 220 | 3340 | 500 | 1 | 3340.3 | 6695.074 | 10 | 1.7108 | 0.17108 | 100 | 10 | 10000 | 1.7108 | 1.7108 | 0.17108 | 171.0809 | 10000 | 10000000 | 171.0809 | 171080.8803
CEM |  | 391339.7 | 124.7 | 392600 | 850 | 1260 | 1640 | 0 | 0 | 1700 | 10 | 0.43441 | 0.043441 | 100 | 10 | 10000 | 0.43441 | 0.43441 | 0.043441 | 43.4405 | 10000 | 10000000 | 43.4405 | 43440.5198
CMI |  | 391339.7 | 124.7 | 391270 | 130 | -70 | 320 | 0 | 0 | 260 | 10 | 0.066438 | 0.0066438 | 100 | 10 | 10000 | 0.066438 | 0.066438 | 0.0066438 | 6.6438 | 10000 | 10000000 | 6.6438 | 6643.8442
INMETRO |  | 391339.7 | 124.7 | 389650 | 1050 | -1680 | 2010 | 0 | 0 | 2100 | 10 | 0.53662 | 0.053662 | 100 | 10 | 10000 | 0.53662 | 0.53662 | 0.053662 | 53.6618 | 10000 | 10000000 | 53.6618 | 53661.8186
NPL |  | 391339.7 | 124.7 | 391430 | 200 | 90 | 400 | 0 | 0 | 400 | 10 | 0.10221 | 0.010221 | 100 | 10 | 10000 | 0.10221 | 0.10221 | 0.010221 | 10.2213 | 10000 | 10000000 | 10.2213 | 10221.2988
RISE |  | 391339.7 | 124.7 | 390750 | 1300 | -590 | 2490 | 0 | 0 | 2600 | 10 | 0.66438 | 0.066438 | 100 | 10 | 10000 | 0.66438 | 0.66438 | 0.066438 | 66.4384 | 10000 | 10000000 | 66.4384 | 66438.4421
SMU |  | 391339.7 | 124.7 | 391790 | 650 | 450 | 1240 | 0 | 0 | 1300 | 10 | 0.33219 | 0.033219 | 100 | 10 | 10000 | 0.33219 | 0.33219 | 0.033219 | 33.2192 | 10000 | 10000000 | 33.2192 | 33219.2211
UME |  | 391339.7 | 124.7 | 391240 | 310 | -100 | 590 | 0 | 0 | 620 | 10 | 0.15843 | 0.015843 | 100 | 10 | 10000 | 0.15843 | 0.15843 | 0.015843 | 15.843 | 10000 | 10000000 | 15.843 | 15843.0131
VNIIM |  | 391339.7 | 124.7 | 391170 | 300 | -170 | 580 | 0 | 0 | 600 | 10 | 0.15332 | 0.015332 | 100 | 10 | 10000 | 0.15332 | 0.15332 | 0.015332 | 15.3319 | 10000 | 10000000 | 15.3319 | 15331.9482
VSL |  | 391339.7 | 124.7 | 391230 | 160 | -110 | 360 | 0 | 0 | 320 | 10 | 0.08177 | 0.008177 | 100 | 10 | 10000 | 0.08177 | 0.08177 | 0.008177 | 8.177 | 10000 | 10000000 | 8.177 | 8177.039
Nitrogen
Laboratory | Cylinder | xi,ref (µmol/mol) | ui,ref (µmol/mol) Standard Unc. | xi,lab (µmol/mol) | ui,lab (µmol/mol) Standard Unc. | Di (µmol/mol) | U(Di) (µmol/mol) (k=2) Expanded Unc. | Agree with RV? | Deviation (µmol/mol) | Exp. U (µmol/mol) | Transition Point (µmol/mol) | Min Unc at Transition Point (%) | Min Unc at Transition Point (µmol/mol) | Exp. U at LB (%) | LB (µmol/mol) | UB (µmol/mol) | Uncertainty at LB (%) Expanded Unc. | Uncertainty at UB (%) Expanded Unc. | Uncertainty at LB (µmol/mol) Expanded Unc. | Uncertainty at UB (µmol/mol) Expanded Unc. | LB (nmol/mol) | UB (nmol/mol) | Uncertainty at LB (nmol/mol) Expanded Unc. | Uncertainty at UB (nmol/mol) Expanded Unc.
BFKH |  | 157629.7 | 77.6 | 151330 | 150 | -6300 | 320 | 1 | 6299.7 | 12602.9711 | 10 | 7.9953 | 0.79953 | 100 | 10 | 10000 | 7.9953 | 7.9953 | 0.79953 | 799.5302 | 10000 | 10000000 | 799.5302 | 799530.234
CEM |  | 157629.7 | 77.6 | 156210 | 780 | -1420 | 1510 | 0 | 0 | 1560 | 10 | 0.98966 | 0.098966 | 100 | 10 | 10000 | 0.98966 | 0.98966 | 0.098966 | 98.9661 | 10000 | 10000000 | 98.9661 | 98966.1212
CMI |  | 157629.7 | 77.6 | 159820 | 60 | 2190 | 190 | 1 | 2190.3 | 4382.2433 | 10 | 2.7801 | 0.27801 | 100 | 10 | 10000 | 2.7801 | 2.7801 | 0.27801 | 278.0087 | 10000 | 10000000 | 278.0087 | 278008.732
INMETRO |  | 157629.7 | 77.6 | 158810 | 650 | 1180 | 1250 | 0 | 0 | 1300 | 10 | 0.82472 | 0.082472 | 100 | 10 | 10000 | 0.82472 | 0.82472 | 0.082472 | 82.4718 | 10000 | 10000000 | 82.4718 | 82471.7677
NPL |  | 157629.7 | 77.6 | 157860 | 240 | 230 | 440 | 0 | 0 | 480 | 10 | 0.30451 | 0.030451 | 100 | 10 | 10000 | 0.30451 | 0.30451 | 0.030451 | 30.4511 | 10000 | 10000000 | 30.4511 | 30451.1142
RISE |  | 157629.7 | 77.6 | 158060 | 850 | 430 | 1630 | 0 | 0 | 1700 | 10 | 1.0785 | 0.10785 | 100 | 10 | 10000 | 1.0785 | 1.0785 | 0.10785 | 107.8477 | 10000 | 10000000 | 107.8477 | 107847.6962
SMU |  | 157629.7 | 77.6 | 157560 | 130 | -70 | 250 | 0 | 0 | 260 | 10 | 0.16494 | 0.016494 | 100 | 10 | 10000 | 0.16494 | 0.16494 | 0.016494 | 16.4944 | 10000 | 10000000 | 16.4944 | 16494.3535
UME |  | 157629.7 | 77.6 | 157700 | 120 | 70 | 240 | 0 | 0 | 240 | 10 | 0.15226 | 0.015226 | 100 | 10 | 10000 | 0.15226 | 0.15226 | 0.015226 | 15.2256 | 10000 | 10000000 | 15.2256 | 15225.5571
VNIIM |  | 157629.7 | 77.6 | 157440 | 150 | -190 | 290 | 0 | 0 | 300 | 10 | 0.19032 | 0.019032 | 100 | 10 | 10000 | 0.19032 | 0.19032 | 0.019032 | 19.0319 | 10000 | 10000000 | 19.0319 | 19031.9464
VSL |  | 157629.7 | 77.6 | 157590 | 70 | -40 | 180 | 0 | 0 | 140 | 10 | 0.088816 | 0.0088816 | 100 | 10 | 10000 | 0.088816 | 0.088816 | 0.0088816 | 8.8816 | 10000 | 10000000 | 8.8816 | 8881.575
Hydrogen
Laboratory | Cylinder | xi,ref (µmol/mol) | ui,ref (µmol/mol) Standard Unc. | xi,lab (µmol/mol) | ui,lab (µmol/mol) Standard Unc. | Di (µmol/mol) | U(Di) (µmol/mol) (k=2) Expanded Unc. | Agree with RV? | Deviation (µmol/mol) | Exp. U (µmol/mol) | Transition Point (µmol/mol) | Min Unc at Transition Point (%) | Min Unc at Transition Point (µmol/mol) | Exp. U at LB (%) | LB (µmol/mol) | UB (µmol/mol) | Uncertainty at LB (%) Expanded Unc. | Uncertainty at UB (%) Expanded Unc. | Uncertainty at LB (µmol/mol) Expanded Unc. | Uncertainty at UB (µmol/mol) Expanded Unc. | LB (nmol/mol) | UB (nmol/mol) | Uncertainty at LB (nmol/mol) Expanded Unc. | Uncertainty at UB (nmol/mol) Expanded Unc.
BFKH |  | 7927 | 14.1 | 7624 | 60 | -303 | 121 | 1 | 303 | 617.7669 | 10 | 7.7932 | 0.77932 | 100 | 10 | 10000 | 7.7932 | 7.7932 | 0.77932 | 779.32 | 10000 | 10000000 | 779.32 | 779319.9777
CEM |  | 7927 | 14.1 | 7811 | 1188 | -117 | 2317 | 0 | 0 | 2376 | 10 | 29.9735 | 2.9974 | 100 | 10 | 10000 | 29.9735 | 29.9735 | 2.9974 | 2997.3508 | 10000 | 10000000 | 2997.3508 | 2997350.8263
CMI |  | 7927 | 14.1 | 7891 | 315 | -36 | 609 | 0 | 0 | 630 | 10 | 7.9475 | 0.79475 | 100 | 10 | 10000 | 7.9475 | 7.9475 | 0.79475 | 794.7521 | 10000 | 10000000 | 794.7521 | 794752.113
INMETRO |  | 7927 | 14.1 | 7794 | 45 | -133 | 92 | 1 | 133 | 280.8131 | 10 | 3.5425 | 0.35425 | 100 | 10 | 10000 | 3.5425 | 3.5425 | 0.35425 | 354.2489 | 10000 | 10000000 | 354.2489 | 354248.9026
NPL |  | 7927 | 14.1 | 7965 | 16 | 38 | 38 | 0 | 0 | 32 | 10 | 0.40368 | 0.040368 | 100 | 10 | 10000 | 0.40368 | 0.40368 | 0.040368 | 40.3684 | 10000 | 10000000 | 40.3684 | 40368.3613
RISE |  | 7927 | 14.1 | 8066 | 90 | 138 | 170 | 0 | 0 | 180 | 10 | 2.2707 | 0.22707 | 100 | 10 | 10000 | 2.2707 | 2.2707 | 0.22707 | 227.072 | 10000 | 10000000 | 227.072 | 227072.0323
SMU |  | 7927 | 14.1 | 8045 | 65 | 118 | 125 | 0 | 0 | 130 | 10 | 1.64 | 0.164 | 100 | 10 | 10000 | 1.64 | 1.64 | 0.164 | 163.9965 | 10000 | 10000000 | 163.9965 | 163996.4678
UME |  | 7927 | 14.1 | 7935 | 7 | 8 | 30 | 0 | 0 | 14 | 10 | 0.17661 | 0.017661 | 100 | 10 | 10000 | 0.17661 | 0.17661 | 0.017661 | 17.6612 | 10000 | 10000000 | 17.6612 | 17661.1581
VNIIM |  | 7927 | 14.1 | 7913 | 16 | -14 | 35 | 0 | 0 | 32 | 10 | 0.40368 | 0.040368 | 100 | 10 | 10000 | 0.40368 | 0.40368 | 0.040368 | 40.3684 | 10000 | 10000000 | 40.3684 | 40368.3613
VSL |  | 7927 | 14.1 | 7917 | 7 | -10 | 30 | 0 | 0 | 14 | 10 | 0.17661 | 0.017661 | 100 | 10 | 10000 | 0.17661 | 0.17661 | 0.017661 | 17.6612 | 10000 | 10000000 | 17.6612 | 17661.1581
Oxygen
Laboratory | Cylinder | xi,ref (µmol/mol) | ui,ref (µmol/mol) Standard Unc. | xi,lab (µmol/mol) | ui,lab (µmol/mol) Standard Unc. | Di (µmol/mol) | U(Di) (µmol/mol) (k=2) Expanded Unc. | Agree with RV? | Deviation (µmol/mol) | Exp. U (µmol/mol) | Transition Point (µmol/mol) | Min Unc at Transition Point (%) | Min Unc at Transition Point (µmol/mol) | Exp. U at LB (%) | LB (µmol/mol) | UB (µmol/mol) | Uncertainty at LB (%) Expanded Unc. | Uncertainty at UB (%) Expanded Unc. | Uncertainty at LB (µmol/mol) Expanded Unc. | Uncertainty at UB (µmol/mol) Expanded Unc. | LB (nmol/mol) | UB (nmol/mol) | Uncertainty at LB (nmol/mol) Expanded Unc. | Uncertainty at UB (nmol/mol) Expanded Unc.
BFKH |  | 4630.8 | 9.5 | 4453.9 | 5 | -176.9 | 20.6 | 1 | 176.9 | 353.9413 | 10 | 7.6432 | 0.76432 | 100 | 10 | 10000 | 7.6432 | 7.6432 | 0.76432 | 764.32 | 10000 | 10000000 | 764.32 | 764319.9762
CEM |  | 4630.8 | 9.5 | 4866.7 | 9.5 | 235.9 | 26.2 | 1 | 235.9 | 472.1824 | 10 | 10.1966 | 1.0197 | 100 | 10 | 10000 | 10.1966 | 10.1966 | 1.0197 | 1019.6563 | 10000 | 10000000 | 1019.6563 | 1019656.2632
CMI |  | 4630.8 | 9.5 | 4654.3 | 60 | 23.6 | 110.9 | 0 | 0 | 120 | 10 | 2.5913 | 0.25913 | 100 | 10 | 10000 | 2.5913 | 2.5913 | 0.25913 | 259.1345 | 10000 | 10000000 | 259.1345 | 259134.4908
INMETRO |  | 4630.8 | 9.5 | 4611.6 | 14 | -19.2 | 28 | 0 | 0 | 28 | 10 | 0.60465 | 0.060465 | 100 | 10 | 10000 | 0.60465 | 0.60465 | 0.060465 | 60.4647 | 10000 | 10000000 | 60.4647 | 60464.7145
NPL |  | 4630.8 | 9.5 | 4651.6 | 7 | 20.8 | 21.5 | 0 | 0 | 14 | 10 | 0.30232 | 0.030232 | 100 | 10 | 10000 | 0.30232 | 0.30232 | 0.030232 | 30.2324 | 10000 | 10000000 | 30.2324 | 30232.3573
RISE |  | 4630.8 | 9.5 | 4521.2 | 60 | -109.6 | 114.9 | 0 | 0 | 120 | 10 | 2.5913 | 0.25913 | 100 | 10 | 10000 | 2.5913 | 2.5913 | 0.25913 | 259.1345 | 10000 | 10000000 | 259.1345 | 259134.4908
SMU |  | 4630.8 | 9.5 | 4642.2 | 20 | 11.4 | 35.5 | 0 | 0 | 40 | 10 | 0.86378 | 0.086378 | 100 | 10 | 10000 | 0.86378 | 0.86378 | 0.086378 | 86.3782 | 10000 | 10000000 | 86.3782 | 86378.1636
UME |  | 4630.8 | 9.5 | 4438.5 | 3.4 | -192.3 | 19.2 | 1 | 192.3 | 384.6601 | 10 | 8.3066 | 0.83066 | 100 | 10 | 10000 | 8.3066 | 8.3066 | 0.83066 | 830.6558 | 10000 | 10000000 | 830.6558 | 830655.8472
VNIIM |  | 4630.8 | 9.5 | 4632 | 6 | 1.3 | 18.8 | 0 | 0 | 12 | 10 | 0.25913 | 0.025913 | 100 | 10 | 10000 | 0.25913 | 0.25913 | 0.025913 | 25.9134 | 10000 | 10000000 | 25.9134 | 25913.4491
VSL |  | 4630.8 | 9.5 | 4659.1 | 9.5 | 28.3 | 25.4 | 1 | 28.3 | 59.7039 | 10 | 1.2893 | 0.12893 | 100 | 10 | 10000 | 1.2893 | 1.2893 | 0.12893 | 128.9279 | 10000 | 10000000 | 128.9279 | 128927.9093
Ethane
Laboratory | Cylinder | xi,ref (µmol/mol) | ui,ref (µmol/mol) Standard Unc. | xi,lab (µmol/mol) | ui,lab (µmol/mol) Standard Unc. | Di (µmol/mol) | U(Di) (µmol/mol) (k=2) Expanded Unc. | Agree with RV? | Deviation (µmol/mol) | Exp. U (µmol/mol) | Transition Point (µmol/mol) | Min Unc at Transition Point (%) | Min Unc at Transition Point (µmol/mol) | Exp. U at LB (%) | LB (µmol/mol) | UB (µmol/mol) | Uncertainty at LB (%) Expanded Unc. | Uncertainty at UB (%) Expanded Unc. | Uncertainty at LB (µmol/mol) Expanded Unc. | Uncertainty at UB (µmol/mol) Expanded Unc. | LB (nmol/mol) | UB (nmol/mol) | Uncertainty at LB (nmol/mol) Expanded Unc. | Uncertainty at UB (nmol/mol) Expanded Unc.
BFKH |  | 621.3 | 0.6 | 622.8 | 4 | 1.5 | 7.7 | 0 | 0 | 8 | 10 | 1.2876 | 0.12876 | 100 | 10 | 10000 | 1.2876 | 1.2876 | 0.12876 | 128.7623 | 10000 | 10000000 | 128.7623 | 128762.2727
CEM |  | 621.3 | 0.6 | 621.1 | 0.6 | -0.1 | 1.5 | 0 | 0 | 1.2 | 10 | 0.19314 | 0.019314 | 100 | 10 | 10000 | 0.19314 | 0.19314 | 0.019314 | 19.3143 | 10000 | 10000000 | 19.3143 | 19314.3409
CMI |  | 621.3 | 0.6 | 608.8 | 30 | -12.4 | 58.6 | 0 | 0 | 60 | 10 | 9.6572 | 0.96572 | 100 | 10 | 10000 | 9.6572 | 9.6572 | 0.96572 | 965.717 | 10000 | 10000000 | 965.717 | 965717.0449
INMETRO |  | 621.3 | 0.6 | 621.4 | 1.2 | 0.1 | 2.4 | 0 | 0 | 2.4 | 10 | 0.38629 | 0.038629 | 100 | 10 | 10000 | 0.38629 | 0.38629 | 0.038629 | 38.6287 | 10000 | 10000000 | 38.6287 | 38628.6818
NPL |  | 621.3 | 0.6 | 620.7 | 1.3 | -0.6 | 2.5 | 0 | 0 | 2.6 | 10 | 0.41848 | 0.041848 | 100 | 10 | 10000 | 0.41848 | 0.41848 | 0.041848 | 41.8477 | 10000 | 10000000 | 41.8477 | 41847.7386
RISE |  | 621.3 | 0.6 | 669.4 | 17.5 | 48.2 | 34.4 | 1 | 48.1 | 102.3691 | 10 | 16.4766 | 1.6477 | 100 | 10 | 10000 | 16.4766 | 16.4766 | 1.6477 | 1647.6603 | 10000 | 10000000 | 1647.6603 | 1647660.3247
SMU |  | 621.3 | 0.6 | 620.9 | 2.6 | -0.3 | 4.9 | 0 | 0 | 5.2 | 10 | 0.83695 | 0.083695 | 100 | 10 | 10000 | 0.83695 | 0.83695 | 0.083695 | 83.6955 | 10000 | 10000000 | 83.6955 | 83695.4772
UME |  | 621.3 | 0.6 | 620.3 | 1.7 | -0.9 | 3.3 | 0 | 0 | 3.4 | 10 | 0.54724 | 0.054724 | 100 | 10 | 10000 | 0.54724 | 0.54724 | 0.054724 | 54.724 | 10000 | 10000000 | 54.724 | 54723.9659
VNIIM |  | 621.3 | 0.6 | 619.8 | 0.9 | -1.4 | 1.9 | 0 | 0 | 1.8 | 10 | 0.28972 | 0.028972 | 100 | 10 | 10000 | 0.28972 | 0.28972 | 0.028972 | 28.9715 | 10000 | 10000000 | 28.9715 | 28971.5113
VSL |  | 621.3 | 0.6 | 622.4 | 0.7 | 1.1 | 1.6 | 0 | 0 | 1.4 | 10 | 0.22533 | 0.022533 | 100 | 10 | 10000 | 0.22533 | 0.22533 | 0.022533 | 22.5334 | 10000 | 10000000 | 22.5334 | 22533.3977
Propane
Laboratory | Cylinder | xi,ref (µmol/mol) | ui,ref (µmol/mol) Standard Unc. | xi,lab (µmol/mol) | ui,lab (µmol/mol) Standard Unc. | Di (µmol/mol) | U(Di) (µmol/mol) (k=2) Expanded Unc. | Agree with RV? | Deviation (µmol/mol) | Exp. U (µmol/mol) | Transition Point (µmol/mol) | Min Unc at Transition Point (%) | Min Unc at Transition Point (µmol/mol) | Exp. U at LB (%) | LB (µmol/mol) | UB (µmol/mol) | Uncertainty at LB (%) Expanded Unc. | Uncertainty at UB (%) Expanded Unc. | Uncertainty at LB (µmol/mol) Expanded Unc. | Uncertainty at UB (µmol/mol) Expanded Unc. | LB (nmol/mol) | UB (nmol/mol) | Uncertainty at LB (nmol/mol) Expanded Unc. | Uncertainty at UB (nmol/mol) Expanded Unc.
BFKH |  | 149.3 | 0.4 | 151.5 | 2 | 2.1 | 3.8 | 0 | 0 | 4 | 10 | 2.6792 | 0.26792 | 100 | 10 | 10000 | 2.6792 | 2.6792 | 0.26792 | 267.9169 | 10000 | 10000000 | 267.9169 | 267916.9457
CEM |  | 149.3 | 0.4 | 148.6 | 0.5 | -0.7 | 1.2 | 0 | 0 | 1 | 10 | 0.66979 | 0.066979 | 100 | 10 | 10000 | 0.66979 | 0.66979 | 0.066979 | 66.9792 | 10000 | 10000000 | 66.9792 | 66979.2364
CMI |  | 149.3 | 0.4 | 149.6 | 15 | 0.4 | 29.1 | 0 | 0 | 30 | 10 | 20.0938 | 2.0094 | 100 | 10 | 10000 | 20.0938 | 20.0938 | 2.0094 | 2009.3771 | 10000 | 10000000 | 2009.3771 | 2009377.0931
INMETRO |  | 149.3 | 0.4 | 149.1 | 0.6 | -0.2 | 1.3 | 0 | 0 | 1.2 | 10 | 0.80375 | 0.080375 | 100 | 10 | 10000 | 0.80375 | 0.80375 | 0.080375 | 80.3751 | 10000 | 10000000 | 80.3751 | 80375.0837
NPL |  | 149.3 | 0.4 | 149.1 | 0.3 | -0.2 | 0.9 | 0 | 0 | 0.6 | 10 | 0.40188 | 0.040188 | 100 | 10 | 10000 | 0.40188 | 0.40188 | 0.040188 | 40.1875 | 10000 | 10000000 | 40.1875 | 40187.5419
RISE |  | 149.3 | 0.4 | 155.3 | 11 | 6 | 21.3 | 0 | 0 | 22 | 10 | 14.7354 | 1.4735 | 100 | 10 | 10000 | 14.7354 | 14.7354 | 1.4735 | 1473.5432 | 10000 | 10000000 | 1473.5432 | 1473543.2016
SMU |  | 149.3 | 0.4 | 150.5 | 0.6 | 1.2 | 1.3 | 0 | 0 | 1.2 | 10 | 0.80375 | 0.080375 | 100 | 10 | 10000 | 0.80375 | 0.80375 | 0.080375 | 80.3751 | 10000 | 10000000 | 80.3751 | 80375.0837
UME |  | 149.3 | 0.4 | 148.2 | 0.4 | -1.1 | 1.1 | 0 | 0 | 0.8 | 10 | 0.53583 | 0.053583 | 100 | 10 | 10000 | 0.53583 | 0.53583 | 0.053583 | 53.5834 | 10000 | 10000000 | 53.5834 | 53583.3891
VNIIM |  | 149.3 | 0.4 | 148.4 | 0.3 | -0.9 | 1 | 0 | 0 | 0.6 | 10 | 0.40188 | 0.040188 | 100 | 10 | 10000 | 0.40188 | 0.40188 | 0.040188 | 40.1875 | 10000 | 10000000 | 40.1875 | 40187.5419
VSL |  | 149.3 | 0.4 | 150.6 | 0.1 | 1.3 | 0.8 | 1 | 1.3 | 2.6077 | 10 | 1.7466 | 0.17466 | 100 | 10 | 10000 | 1.7466 | 1.7466 | 0.17466 | 174.6605 | 10000 | 10000000 | 174.6605 | 174660.4797
Table 7: Consensus values based on selected results from participants and the key comparison reference values
as computed using procedure B using the median, expressed as amount fractions (cmol mol-1)
| LCS/Excess |  | Procedure B
Component | x | u(x) | x_KCRV | u(xKCRV)
Methane | 43.7552 | 0.00888 | 43.7699 | 0.0178
Carbon dioxide | 39.1285 | 0.00799 | 39.134 | 0.01247
Nitrogen | 15.76 | 0.00483 | 15.763 | 0.00776
Hydrogen | 0.7963 | 0.0031 | 0.7927 | 0.00141
Oxygen | 0.4627 | 0.002 | 0.46308 | 0.00095
Ethane | 0.06213 | 0.00012 | 0.06213 | 6e-05
Propane | 0.01495 | 5e-05 | 0.01493 | 4e-05
Table 8: Corrected amount fraction of methane from the participants (x'_lab) | [8 empty] | Table 16: Reported laboratory results and corrections due to batch inhomogeneity for methane.
Lab | x'_lab | u(x'_lab) | d | u(d) | U (d) |  |  |  | Lab | Mixture | xlab | u(xlab) | k | ⊿xhom | u(⊿xhom)
BFKH | 44.106 | 0.034 | 0.336 | 0.038 | 0.075 |  |  |  | BFKH | TS1220 | 44.125 | 0.068 | 2 | 0.0188 | 0.0095 |  | 44.1062
CEM | 43.711 | 0.027 | -0.059 | 0.031 | 0.06 |  |  |  | CEM | TS1207 | 43.807 | 0.0535 | 2 | 0.0962 | 0.0051 |  | 43.7108
CMI | 43.551 | 0.015 | -0.219 | 0.023 | 0.045 |  |  |  | CMI | TS1230 | 43.592 | 0.029 | 2 | 0.0407 | 0.0098 |  | 43.5513
INMETRO | 43.812 | 0.07 | 0.042 | 0.066 | 0.132 |  |  |  | INMETRO | TS1225 | 43.81 | 0.14 | 2 | -0.002 | 0.0064 |  | 43.812
NPL | 43.795 | 0.022 | 0.025 | 0.025 | 0.048 |  |  |  | NPL | TS1223 | 43.815 | 0.044 | 2 | 0.0196 | 0.012 |  | 43.7954
RISE | 43.838 | 0.145 | 0.068 | 0.14 | 0.277 |  |  |  | RISE | TS1214 | 43.82 | 0.29 | 2 | 0.0183 | 0.0177 |  | 43.8017
SMU | 43.782 | 0.033 | 0.012 | 0.031 | 0.064 |  |  |  | SMU | TS1195 | 43.765 | 0.066 | 2 | -0.0171 | 0.0061 |  | 43.7821
UME | 43.778 | 0.064 | 0.008 | 0.059 | 0.119 |  |  |  | UME | TS1194 | 43.8159 | 0.1271 | 2 | 0.0381 | 0.0157 |  | 43.7778
VNIIM | 43.765 | 0.023 | -0.005 | 0.024 | 0.05 |  |  |  | VNIIM | TS1221 | 43.63 | 0.046 | 2 | -0.1352 | 0.0109 |  | 43.7652
VSL | 43.741 | 0.013 | -0.029 | 0.021 | 0.04 |  |  |  | VSL | TS1224 | 43.7 | 0.026 | 2 | -0.0407 | 0.0102 |  | 43.7407
Table 9: Corrected amount fraction of carbon dioxide from the participants (x'_lab) | [8 empty] | Table 17: Reported laboratory results and corrections due to batch inhomogeneity for carbon dioxide.
Lab | x'_lab | u(x'_lab) | d | u(d) | U (d) |  |  |  | Lab | Mixture | xlab | u(xlab) | k | ⊿xhom | u(⊿xhom)
BFKH | 39.468 | 0.022 | 0.334 | 0.025 | 0.05 |  |  |  | BFKH | TS1220 | 39.364 | 0.044 | 2 | -0.1042 | 0.0044
CEM | 39.26 | 0.085 | 0.126 | 0.085 | 0.164 |  |  |  | CEM | TS1207 | 39.151 | 0.1706 | 2 | -0.1094 | 0.0091
CMI | 39.127 | 0.013 | -0.007 | 0.015 | 0.032 |  |  |  | CMI | TS1230 | 39.022 | 0.025 | 2 | -0.105 | 0.0026
INMETRO | 38.965 | 0.105 | -0.168 | 0.104 | 0.201 |  |  |  | INMETRO | TS1225 | 38.88 | 0.21 | 2 | -0.0853 | 0.0045
NPL | 39.143 | 0.02 | 0.009 | 0.02 | 0.04 |  |  |  | NPL | TS1223 | 39.21 | 0.039 | 2 | 0.0667 | 0.005
RISE | 39.075 | 0.13 | -0.059 | 0.126 | 0.249 |  |  |  | RISE | TS1214 | 38.96 | 0.26 | 2 | -0.1147 | 0.0257
SMU | 39.179 | 0.065 | 0.045 | 0.063 | 0.124 |  |  |  | SMU | TS1195 | 39.24 | 0.13 | 2 | 0.0613 | 0.0137
UME | 39.124 | 0.031 | -0.01 | 0.029 | 0.059 |  |  |  | UME | TS1194 | 39.0234 | 0.061 | 2 | -0.1002 | 0.0168
VNIIM | 39.117 | 0.03 | -0.017 | 0.029 | 0.058 |  |  |  | VNIIM | TS1221 | 39.43 | 0.06 | 2 | 0.3135 | 0.0029
VSL | 39.123 | 0.016 | -0.011 | 0.018 | 0.036 |  |  |  | VSL | TS1224 | 39.3 | 0.032 | 2 | 0.1772 | 0.006
Table 10: Corrected amount fraction of nitrogen from the participants (x'_lab) | [8 empty] | Table 18: Reported laboratory results and corrections due to batch inhomogeneity for nitrogen.
Lab | x'_lab | u(x'_lab) | d | u(d) | U (d) |  |  |  | Lab | Mixture | xlab | u(xlab) | k | ⊿xhom | u(⊿xhom)
BFKH | 15.133 | 0.015 | -0.63 | 0.016 | 0.032 |  |  |  | BFKH | TS1220 | 15.199 | 0.029 | 2 | 0.0657 | 0.0015
CEM | 15.621 | 0.078 | -0.142 | 0.078 | 0.151 |  |  |  | CEM | TS1207 | 15.685 | 0.1565 | 2 | 0.0644 | 0.0035
CMI | 15.982 | 0.006 | 0.219 | 0.01 | 0.019 |  |  |  | CMI | TS1230 | 16.02 | 0.011 | 2 | 0.0381 | 0.0012
INMETRO | 15.881 | 0.065 | 0.118 | 0.065 | 0.125 |  |  |  | INMETRO | TS1225 | 15.92 | 0.13 | 2 | 0.0387 | 0.0014
NPL | 15.786 | 0.024 | 0.023 | 0.023 | 0.044 |  |  |  | NPL | TS1223 | 15.667 | 0.047 | 2 | -0.1192 | 0.0023
RISE | 15.806 | 0.085 | 0.043 | 0.082 | 0.163 |  |  |  | RISE | TS1214 | 15.89 | 0.17 | 2 | 0.0837 | 0.0086
SMU | 15.756 | 0.013 | -0.007 | 0.013 | 0.025 |  |  |  | SMU | TS1195 | 15.713 | 0.026 | 2 | -0.0428 | 0.007
UME | 15.77 | 0.012 | 0.007 | 0.012 | 0.024 |  |  |  | UME | TS1194 | 15.834 | 0.0248 | 2 | 0.0639 | 0.0067
VNIIM | 15.744 | 0.015 | -0.019 | 0.016 | 0.029 |  |  |  | VNIIM | TS1221 | 15.61 | 0.03 | 2 | -0.1339 | 0.0009
VSL | 15.759 | 0.007 | -0.004 | 0.009 | 0.018 |  |  |  | VSL | TS1224 | 15.7 | 0.013 | 2 | -0.0588 | 0.0019
Table 11: Corrected amount fraction of hydrogen from the participants (xl/ab) | [8 empty] | Table 19: Reported laboratory results and corrections due to batch inhomogeneity for hydrogen.
Lab | x'_lab | u(x'_lab) | d | u(d) | U (d) |  |  |  | Lab | Mixture | xlab | u(xlab) | k | ⊿xhom | u(⊿xhom)
BFKH | 0.7624 | 0.006 | -0.0303 | 0.0062 | 0.0121 |  |  |  | BFKH | TS1220 | 0.765 | 0.012 | 2 | 0.00263 | 0.00011
CEM | 0.7811 | 0.1188 | -0.0117 | 0.1181 | 0.2317 |  |  |  | CEM | TS1207 | 0.7807 | 0.2376 | 2 | -0.00036 | 3e-05
CMI | 0.7891 | 0.0315 | -0.0036 | 0.0309 | 0.0609 |  |  |  | CMI | TS1230 | 0.789 | 0.063 | 2 | -0.00014 | 8e-05
INMETRO | 0.7794 | 0.0045 | -0.0133 | 0.0047 | 0.0092 |  |  |  | INMETRO | TS1225 | 0.7808 | 0.0089 | 2 | 0.0014 | 8e-05
NPL | 0.7965 | 0.0016 | 0.0038 | 0.002 | 0.0038 |  |  |  | NPL | TS1223 | 0.7946 | 0.0032 | 2 | -0.00194 | 0.00023
RISE | 0.8066 | 0.009 | 0.0138 | 0.0089 | 0.017 |  |  |  | RISE | TS1214 | 0.81 | 0.018 | 2 | 0.00345 | 0.00092
SMU | 0.8045 | 0.0065 | 0.0118 | 0.0065 | 0.0125 |  |  |  | SMU | TS1195 | 0.802 | 0.013 | 2 | -0.00248 | 0.00027
UME | 0.7935 | 0.0007 | 0.0008 | 0.0015 | 0.003 |  |  |  | UME | TS1194 | 0.79481 | 0.00133 | 2 | 0.00128 | 0.00022
VNIIM | 0.7913 | 0.0016 | -0.0014 | 0.0018 | 0.0035 |  |  |  | VNIIM | TS1221 | 0.7891 | 0.0031 | 2 | -0.00217 | 7e-05
VSL | 0.7917 | 0.0007 | -0.001 | 0.0015 | 0.003 |  |  |  | VSL | TS1224 | 0.79 | 0.0014 | 2 | -0.00167 | 7e-05
Table 12: Corrected amount fraction of oxygen from the participants (xl/ab) | [8 empty] | Table 20: Reported laboratory results and corrections due to batch inhomogeneity for oxygen.
Lab | x'_lab | u(x'_lab) | d | u(d) | U (d) |  |  |  | Lab | Mixture | xlab | u(xlab) | k | ⊿xhom | u(⊿xhom)
BFKH | 0.44539 | 0.0005 | -0.01769 | 0.00107 | 0.00206 |  |  |  | BFKH | TS1220 | 0.468 | 0.001 | 2 | 0.02261 | 0.00085
CEM | 0.48667 | 0.00095 | 0.02359 | 0.00134 | 0.00262 |  |  |  | CEM | TS1207 | 0.435 | 0.0019 | 2 | -0.05167 | 0.00045
CMI | 0.46543 | 0.006 | 0.00236 | 0.00553 | 0.01109 |  |  |  | CMI | TS1230 | 0.501 | 0.012 | 2 | 0.03557 | 0.00121
INMETRO | 0.46116 | 0.0014 | -0.00192 | 0.00149 | 0.0028 |  |  |  | INMETRO | TS1225 | 0.5049 | 0.0028 | 2 | 0.04374 | 0.00058
NPL | 0.46516 | 0.0007 | 0.00208 | 0.00114 | 0.00215 |  |  |  | NPL | TS1223 | 0.4809 | 0.0014 | 2 | 0.01574 | 0.00076
RISE | 0.45212 | 0.006 | -0.01096 | 0.00598 | 0.01149 |  |  |  | RISE | TS1214 | 0.51 | 0.012 | 2 | 0.05788 | 0.0003
SMU | 0.46422 | 0.002 | 0.00114 | 0.00178 | 0.00355 |  |  |  | SMU | TS1195 | 0.4527 | 0.004 | 2 | -0.01152 | 0.0002
UME | 0.44385 | 0.00034 | -0.01923 | 0.001 | 0.00192 |  |  |  | UME | TS1194 | 0.44651 | 0.00068 | 2 | 0.00266 | 0.00085
VNIIM | 0.4632 | 0.0006 | 0.00013 | 0.00098 | 0.00188 |  |  |  | VNIIM | TS1221 | 0.4141 | 0.0012 | 2 | -0.0491 | 0.00091
VSL | 0.46591 | 0.00095 | 0.00283 | 0.00132 | 0.00254 |  |  |  | VSL | TS1224 | 0.4 | 0.0019 | 2 | -0.06591 | 0.00088
Table 13: Corrected amount fraction of ethane from the participants (xl/ab) | [8 empty] | Table 21: Reported laboratory results and corrections due to batch inhomogeneity for ethane.
Lab | x'_lab | u(x'_lab) | d | u(d) | U (d) | Unit: umol/mol |  |  | Lab | Mixture | xlab | u(xlab) | k | ⊿xhom | u(⊿xhom)
BFKH | 622.8 | 4 | 1.5 | 3.9 | 7.7 |  |  |  | BFKH | TS1220 | 0.0624 | 0.0008 | 2 | 0.00012 | 3.5e-05
CEM | 621.1 | 0.6 | -0.1 | 0.7 | 1.5 |  |  |  | CEM | TS1207 | 0.06216 | 0.00011 | 2 | 4.8e-05 | 4.2e-05
CMI | 608.8 | 30 | -12.4 | 29.8 | 58.6 |  |  |  | CMI | TS1230 | 0.061 | 0.006 | 2 | 0.000118 | 7.2e-05
INMETRO | 621.4 | 1.2 | 0.1 | 1.2 | 2.4 |  |  |  | INMETRO | TS1225 | 0.06232 | 0.00024 | 2 | 0.00018 | 2.4e-05
NPL | 620.7 | 1.3 | -0.6 | 1.2 | 2.5 |  |  |  | NPL | TS1223 | 0.06182 | 0.00025 | 2 | -0.000246 | 3.1e-05
RISE | 669.4 | 17.5 | 48.2 | 17.5 | 34.4 |  |  |  | RISE | TS1214 | 0.067 | 0.0035 | 2 | 5.9e-05 | 7.2e-05
SMU | 620.9 | 2.6 | -0.3 | 2.4 | 4.9 |  |  |  | SMU | TS1195 | 0.06203 | 0.00051 | 2 | -6.5e-05 | 3.1e-05
UME | 620.3 | 1.7 | -0.9 | 1.6 | 3.3 |  |  |  | UME | TS1194 | 0.06224 | 0.00034 | 2 | 0.000205 | 4e-05
VNIIM | 619.8 | 0.9 | -1.4 | 1 | 1.9 |  |  |  | VNIIM | TS1221 | 0.0618 | 0.00018 | 2 | -0.000184 | 3.9e-05
VSL | 622.4 | 0.7 | 1.1 | 0.9 | 1.6 |  |  |  | VSL | TS1224 | 0.062 | 0.00013 | 2 | -0.000236 | 4.2e-05
Table 14: Corrected amount fraction of propane from the participants (xl/ab) | [8 empty] | Table 22: Reported laboratory results and corrections due to batch inhomogeneity for propane.
Lab | x'_lab | u(x'_lab) | d | u(d) | U (d) | Unit: umol/mol |  |  | Lab | Mixture | xlab | u(xlab) | k | ⊿xhom | u(⊿xhom)
BFKH | 151.5 | 2 | 2.1 | 1.9 | 3.8 |  |  |  | BFKH | 1220 | 0.0151 | 0.0004 | 2 | -4.59e-05 | 3.57e-05
CEM | 148.6 | 0.5 | -0.7 | 0.6 | 1.2 |  |  |  | CEM | 1207 | 0.01486 | 0.0001 | 2 | -3.9e-06 | 6e-06
CMI | 149.6 | 15 | 0.4 | 14.8 | 29.1 |  |  |  | CMI | 1230 | 0.015 | 0.003 | 2 | 3.59e-05 | 1.03e-05
INMETRO | 149.1 | 0.6 | -0.2 | 0.6 | 1.3 |  |  |  | INMETRO | 1225 | 0.01501 | 0.00012 | 2 | 9.5e-05 | 6.2e-06
NPL | 149.1 | 0.3 | -0.2 | 0.5 | 0.9 |  |  |  | NPL | 1223 | 0.014854 | 5.9e-05 | 2 | -5.38e-05 | 5.29e-05
RISE | 155.3 | 11 | 6 | 10.8 | 21.3 |  |  |  | RISE | 1214 | 0.01555 | 0.0022 | 2 | 2.34e-05 | 5.07e-05
SMU | 150.5 | 0.6 | 1.2 | 0.7 | 1.3 |  |  |  | SMU | 1195 | 0.01503 | 0.00012 | 2 | -1.96e-05 | 5.1e-06
UME | 148.2 | 0.4 | -1.1 | 0.6 | 1.1 |  |  |  | UME | 1194 | 0.01485 | 8e-05 | 2 | 3.23e-05 | 2.59e-05
VNIIM | 148.4 | 0.3 | -0.9 | 0.5 | 1 |  |  |  | VNIIM | 1221 | 0.01484 | 6e-05 | 2 | -4e-07 | 8.7e-06
VSL | 150.6 | 0.1 | 1.3 | 0.5 | 0.8 |  |  |  | VSL | 1224 | 0.015 | 2.1e-05 | 2 | -6.3e-05 | 1.47e-05

## CCQM-K113
CCQM K 113 | [8 empty] | Transition Point | 10 | µmol/mol |  | Ver 1.1 (2021/12/22)
Noble gases in Helium at cmol/mol level | [8 empty] | Transition Point 2 | 1 | µmol/mol |  | made by Takuya Shimosaka (NMIJ/AIST)
Please use this template at your own risk
Support to CMCs
This key comparison will support the measurement capabilities,
which can be used to support C alibration and Measurement Capabilities (CMC) claims,
for the mixture of Xenon, Krypton, Neon, Argon and Helium from 1 mmol/mol to 960 mmol/mol.
In case of partial participation, CMC claims should be adjusted accordingly.
Neon
Laboratory | Cylinder | xi,ref (µmol/mol) | ui,ref (µmol/mol) Standard Unc. | xi,lab (µmol/mol) | ui,lab (µmol/mol) Standard Unc. | Di (µmol/mol) | U(Di) (µmol/mol) (k=2) Expanded Unc. | Agree with RV? | Deviation (µmol/mol) | Exp. U (µmol/mol) | Transition Point (µmol/mol) | Min Unc at Transition Point (%) | Min Unc at Transition Point (µmol/mol) | Exp. U at LB (%) | LB (µmol/mol) | UB (µmol/mol) | Uncertainty at LB (%) Expanded Unc. | Uncertainty at UB (%) Expanded Unc. | Uncertainty at LB (µmol/mol) Expanded Unc. | Uncertainty at UB (µmol/mol) Expanded Unc. | LB (nmol/mol) | UB (nmol/mol) | Uncertainty at LB (nmol/mol) Expanded Unc. | Uncertainty at UB (nmol/mol) Expanded Unc.
KRISS | D081237 | 99303 | 410.0042 | 99290 | 48 | -14 | 125 | 0 | 0 | 96 | 10 | 0.096674 | 0.0096674 | 100 | 10 | 1000 | 0.096674 | 0.096674 | 0.0096674 | 0.96674 | 10000 | 1000000 | 9.6674 | 966.7382
NIM | D929255 | 99181 | 410.0047 | 99204 | 75 | 23 | 169 | 0 | 0 | 150 | 10 | 0.15124 | 0.015124 | 100 | 10 | 1000 | 0.15124 | 0.15124 | 0.015124 | 1.5124 | 10000 | 1000000 | 15.1239 | 1512.3864
NIST | D014941 | 99201 | 410.0044 | 102980 | 55 | 3780 | 140 | 1 | 3779 | 7558.8004 | 10 | 7.6197 | 0.76197 | 100 | 10 | 1000 | 7.6197 | 7.6197 | 0.76197 | 76.1968 | 10000 | 1000000 | 761.9682 | 76196.8169
VNIIM | D068095 | 99455 | 410.0049 | - | - | - | - | #VALUE! | #VALUE! | #VALUE! | 10 | #VALUE! | #VALUE! | #VALUE! | 10 | 1000 | #VALUE! | #VALUE! | #VALUE! | #VALUE! | 10000 | 1000000 | #VALUE! | #VALUE!
Argon
Laboratory | Cylinder | xi,ref (µmol/mol) | ui,ref (µmol/mol) Standard Unc. | xi,lab (µmol/mol) | ui,lab (µmol/mol) Standard Unc. | Di (µmol/mol) | U(Di) (µmol/mol) (k=2) Expanded Unc. | Agree with RV? | Deviation (µmol/mol) | Exp. U (µmol/mol) | Transition Point (µmol/mol) | Min Unc at Transition Point (%) | Min Unc at Transition Point (µmol/mol) | Exp. U at LB (%) | LB (µmol/mol) | UB (µmol/mol) | Uncertainty at LB (%) Expanded Unc. | Uncertainty at UB (%) Expanded Unc. | Uncertainty at LB (µmol/mol) Expanded Unc. | Uncertainty at UB (µmol/mol) Expanded Unc. | LB (nmol/mol) | UB (nmol/mol) | Uncertainty at LB (nmol/mol) Expanded Unc. | Uncertainty at UB (nmol/mol) Expanded Unc.
KRISS | D081237 | 200636 | 320.0184 | 200619 | 104.5 | -17 | 244 | 0 | 0 | 209 | 10 | 0.10417 | 0.010417 | 100 | 10 | 1000 | 0.10417 | 0.10417 | 0.010417 | 1.0417 | 10000 | 1000000 | 10.4169 | 1041.6874
NIM | D929255 | 201181 | 320.0197 | 201240 | 150 | 60 | 330 | 0 | 0 | 300 | 10 | 0.14912 | 0.014912 | 100 | 10 | 1000 | 0.14912 | 0.14912 | 0.014912 | 1.4912 | 10000 | 1000000 | 14.9119 | 1491.1945
NIST | D014941 | 200790 | 320.018 | 202280 | 70 | 1490 | 190 | 1 | 1490 | 2983.2868 | 10 | 1.4858 | 0.14858 | 100 | 10 | 1000 | 1.4858 | 1.4858 | 0.14858 | 14.8577 | 10000 | 1000000 | 148.5775 | 14857.7458
VNIIM | D068095 | 201470 | 320.0213 | 201650 | 150 | 180 | 330 | 0 | 0 | 300 | 10 | 0.14891 | 0.014891 | 100 | 10 | 1000 | 0.14891 | 0.14891 | 0.014891 | 1.4891 | 10000 | 1000000 | 14.8906 | 1489.0554
Kr
Laboratory | Cylinder | xi,ref (µmol/mol) | ui,ref (µmol/mol) Standard Unc. | xi,lab (µmol/mol) | ui,lab (µmol/mol) Standard Unc. | Di (µmol/mol) | U(Di) (µmol/mol) (k=2) Expanded Unc. | Agree with RV? | Deviation (µmol/mol) | Exp. U (µmol/mol) | Transition Point (µmol/mol) | Min Unc at Transition Point (%) | Min Unc at Transition Point (µmol/mol) | Exp. U at LB (%) | LB (µmol/mol) | UB (µmol/mol) | Uncertainty at LB (%) Expanded Unc. | Uncertainty at UB (%) Expanded Unc. | Uncertainty at LB (µmol/mol) Expanded Unc. | Uncertainty at UB (µmol/mol) Expanded Unc. | LB (nmol/mol) | UB (nmol/mol) | Uncertainty at LB (nmol/mol) Expanded Unc. | Uncertainty at UB (nmol/mol) Expanded Unc.
KRISS | D081237 | 21284 | 400.0005 | 21279 | 11.25 | -5 | 28 | 0 | 0 | 22.5 | 10 | 0.10571 | 0.010571 | 100 | 10 | 1000 | 0.10571 | 0.10571 | 0.010571 | 1.0571 | 10000 | 1000000 | 10.5713 | 1057.1321
NIM | D929255 | 20185 | 400.0005 | 20193 | 15 | 8 | 34 | 0 | 0 | 30 | 10 | 0.14863 | 0.014863 | 100 | 10 | 1000 | 0.14863 | 0.14863 | 0.014863 | 1.4863 | 10000 | 1000000 | 14.8625 | 1486.2522
NIST | D014941 | 19888 | 400.0005 | 20639 | 5.5 | 751 | 20 | 1 | 751 | 1502.0403 | 10 | 7.5525 | 0.75525 | 100 | 10 | 1000 | 7.5525 | 7.5525 | 0.75525 | 75.525 | 10000 | 1000000 | 755.2495 | 75524.9537
VNIIM | D068095 | 20101 | 400.0005 | - | - | - | - | #VALUE! | #VALUE! | #VALUE! | 10 | #VALUE! | #VALUE! | #VALUE! | 10 | 1000 | #VALUE! | #VALUE! | #VALUE! | #VALUE! | 10000 | 1000000 | #VALUE! | #VALUE!
Xe
Laboratory | Cylinder | xi,ref (µmol/mol) | ui,ref (µmol/mol) Standard Unc. | xi,lab (µmol/mol) | ui,lab (µmol/mol) Standard Unc. | Di (µmol/mol) | U(Di) (µmol/mol) (k=2) Expanded Unc. | Agree with RV? | Deviation (µmol/mol) | Exp. U (µmol/mol) | Transition Point (µmol/mol) | Min Unc at Transition Point (%) | Min Unc at Transition Point (µmol/mol) | Exp. U at LB (%) | LB (µmol/mol) | UB (µmol/mol) | Uncertainty at LB (%) Expanded Unc. | Uncertainty at UB (%) Expanded Unc. | Uncertainty at LB (µmol/mol) Expanded Unc. | Uncertainty at UB (µmol/mol) Expanded Unc. | LB (nmol/mol) | UB (nmol/mol) | Uncertainty at LB (nmol/mol) Expanded Unc. | Uncertainty at UB (nmol/mol) Expanded Unc.
KRISS | D081237 | 10065 | 510.0002 | 10070 | 9.55 | 5 | 22 | 0 | 0 | 19.1 | 10 | 0.18977 | 0.018977 | 100 | 10 | 1000 | 0.18977 | 0.18977 | 0.018977 | 1.8977 | 10000 | 1000000 | 18.9767 | 1897.6652
NIM | D929255 | 10096 | 510.0002 | 10102 | 10 | 6 | 23 | 0 | 0 | 20 | 10 | 0.1981 | 0.01981 | 100 | 10 | 1000 | 0.1981 | 0.1981 | 0.01981 | 1.981 | 10000 | 1000000 | 19.8098 | 1980.9826
NIST | D014941 | 10167 | 510.0002 | - | - | - | - | #VALUE! | #VALUE! | #VALUE! | 10 | #VALUE! | #VALUE! | #VALUE! | 10 | 1000 | #VALUE! | #VALUE! | #VALUE! | #VALUE! | 10000 | 1000000 | #VALUE! | #VALUE!
VNIIM | D068095 | 10131 | 510.0002 | - | - | - | - | #VALUE! | #VALUE! | #VALUE! | 10 | #VALUE! | #VALUE! | #VALUE! | 10 | 1000 | #VALUE! | #VALUE! | #VALUE! | #VALUE! | 10000 | 1000000 | #VALUE! | #VALUE!
Neon | [7 empty] | Unit : cmol/mol
Cyl. | Lab | xi,ref | ui,prep | ui,ver | xi,lab | Ui,lab | Di | U(Di)
D081237 | KRISS | 9.9303 | 0.000186 | 0.041 | 9.929 | 0.0096 | -0.0014 | 0.0125
D929255 | NIM | 9.9181 | 0.000197 | 0.041 | 9.9204 | 0.015 | 0.0023 | 0.0169
D014941 | NIST | 9.9201 | 0.000189 | 0.041 | 10.298 | 0.011 | 0.378 | 0.014
D068095 | VNIIM | 9.9455 | 0.0002 | 0.041
Argon | [7 empty] | Unit : cmol/mol
Cyl. | Lab | xi,ref | ui,prep | ui,ver | xi,lab | Ui,lab | Di | U(Di)
D081237 | KRISS | 20.0636 | 0.000343 | 0.032 | 20.0619 | 0.0209 | -0.0017 | 0.0244
D929255 | NIM | 20.1181 | 0.000355 | 0.032 | 20.124 | 0.03 | 0.006 | 0.033
D014941 | NIST | 20.079 | 0.000339 | 0.032 | 20.228 | 0.014 | 0.149 | 0.019
D068095 | VNIIM | 20.147 | 0.000369 | 0.032 | 20.165 | 0.03 | 0.018 | 0.033
Kr | [7 empty] | Unit : cmol/mol
Cyl. | Lab | xi,ref | ui,prep | ui,ver | xi,lab | Ui,lab | Di | U(Di)
D081237 | KRISS | 2.1284 | 6.6e-05 | 0.04 | 2.1279 | 0.00225 | -0.0005 | 0.0028
D929255 | NIM | 2.0185 | 6.5e-05 | 0.04 | 2.0193 | 0.003 | 0.0008 | 0.0034
D014941 | NIST | 1.9888 | 6.4e-05 | 0.04 | 2.0639 | 0.0011 | 0.0751 | 0.002
D068095 | VNIIM | 2.0101 | 6.5e-05 | 0.04
Xe | [7 empty] | Unit : cmol/mol
Cyl. | Lab | xi,ref | ui,prep | ui,ver | xi,lab | Ui,lab | Di | U(Di)
D081237 | KRISS | 1.0065 | 4.6e-05 | 0.051 | 1.007 | 0.00191 | 0.0005 | 0.0022
D929255 | NIM | 1.0096 | 4.5e-05 | 0.051 | 1.0102 | 0.002 | 0.0006 | 0.0023
D014941 | NIST | 1.0167 | 4.4e-05 | 0.051
D068095 | VNIIM | 1.0131 | 4.5e-05 | 0.051
Table 53. Reference values (xref) associated with preparation (uprep) and verification (uver) uncertainties of cylinder i. Amount-of- substance fractions are given in %. Uncertainties are denoted with % relative (k=1).
Cyl. | Lab |  | Ne |  |  | Ar |  |  | Kr |  |  | Xe
|  | xi,ref | ui,prep | ui,ver | xi,ref | ui,prep | ui,ver | xi,ref | ui,prep | ui,ver | xi,ref | ui,prep | ui,ver
D081237 | KRISS | 9.9303 | 0.000186 | 0.041 | 20.0636 | 0.000343 | 0.032 | 2.1284 | 6.6e-05 | 0.04 | 1.0065 | 4.6e-05 | 0.051
D929255 | NIM | 9.9181 | 0.000197 | 0.041 | 20.1181 | 0.000355 | 0.032 | 2.0185 | 6.5e-05 | 0.04 | 1.0096 | 4.5e-05 | 0.051
D014941 | NIST | 9.9201 | 0.000189 | 0.041 | 20.079 | 0.000339 | 0.032 | 1.9888 | 6.4e-05 | 0.04 | 1.0167 | 4.4e-05 | 0.051
D068095 | VNIIM | 9.9455 | 0.0002 | 0.041 | 20.147 | 0.000369 | 0.032 | 2.0101 | 6.5e-05 | 0.04 | 1.0131 | 4.5e-05 | 0.051
Table 6. Reported values from participating laboratories (xlab) associated with uncertainties (ulab) of cylinder i. Amount-of- substance fractions are given in %. Uncertainties are denoted at (k=2). In case of partial participation, only reported results are shown.
Cyl. | Lab | Ne |  |  | Ar |  |  | Kr |  |  | Xe
|  | xi,lab | ui,lab |  | xi,lab | ui,lab |  | xi,lab | ui,lab |  | xi,lab | ui,lab
D081237 | KRISS | 9.929 | 0.0096 |  | 20.0619 | 0.0209 |  | 2.1279 | 0.00225 |  | 1.007 | 0.00191
D929255 | NIM | 9.9204 | 0.015 |  | 20.124 | 0.03 |  | 2.0193 | 0.003 |  | 1.0102 | 0.002
D014941 | NIST | 10.298 | 0.011 |  | 20.228 | 0.014 |  | 2.0639 | 0.0011
D068095 | VNIIM |  |  |  | 20.165 | 0.03
Table 7. Degrees of equivalence with uncertainties (k=2). In case of partial participation, only reported result are shown. Amount-of- substance fractions are given in %.
Cyl. | Lab | Ne |  |  | Ar |  |  | Kr |  |  | Xe
|  | Di | u(Di) |  | Di | u(Di) |  | Di | u(Di) |  | Di | u(Di)
D081237 | KRISS | -0.0014 | 0.0125 |  | -0.0017 | 0.0244 |  | -0.0005 | 0.0028 |  | 0.0005 | 0.0022
D929255 | NIM | 0.0023 | 0.0169 |  | 0.006 | 0.033 |  | 0.0008 | 0.0034 |  | 0.0006 | 0.0023
D014941 | NIST | 0.378 | 0.014 |  | 0.149 | 0.019 |  | 0.0751 | 0.002
D068095 | VNIIM |  |  |  | 0.018 | 0.033
In figure 1, the degrees of equivalence for each component are aggregated. In case of partial participation, only reported results are given relative to the reference value of which uncertainties are given at 95 % level of confidence. The uncertainties given are the standard uncertainty of difference (Di) between the laboratory result and the reference value. All results of D014941 bias positively from the KCRV.
Writer & Reviewer :
Put Amount Fraction Range in micro-mol/mol on yellow cells

## CCQM-K116
CCQM-K116 | [8 empty] | Transition Point | 10 | µmol/mol |  | Ver 1.1 (2021/12/22)
Water in N2 at 10 µmol/mol | [8 empty] | Transition Point 2 | 1 | µmol/mol |  | made by Takuya Shimosaka (NMIJ/AIST)
Please use this template at your own risk
Support to CMCs
The results of this key comparison can be used to support CMC claims for water vapour in air and nitrogen as a track C key comparison.
The support of CMC claims is described in more detail in the “GAWG strategy for comparisons and CMC claims”.[9]
Laboratories that demonstrate equivalence with the KCRV without the inclusion of the excess variance computed from the submitted data can use their stated uncertainty as basis for supporting CMCs.
Laboratories that can only demonstrate equivalence including the excess variance computed for the dataset, should combine their stated uncertainty with the excess variance as basis for supporting CMCs.
H2O
Laboratory | Cylinder | xi,ref (µmol/mol) | ui,ref (µmol/mol) Standard Unc. | xi,lab (µmol/mol) | ui,lab (µmol/mol) Standard Unc. | Di (µmol/mol) | U(Di) (µmol/mol) (k=2) Expanded Unc. | Agree with RV? | Deviation (µmol/mol) | Exp. U (µmol/mol) | Transition Point (µmol/mol) | Min Unc at Transition Point (%) | Min Unc at Transition Point (µmol/mol) | Exp. U at LB (%) | LB (µmol/mol) | UB (µmol/mol) | Uncertainty at LB (%) Expanded Unc. | Uncertainty at UB (%) Expanded Unc. | Uncertainty at LB (µmol/mol) Expanded Unc. | Uncertainty at UB (µmol/mol) Expanded Unc. | LB (nmol/mol) | UB (nmol/mol) | Uncertainty at LB (nmol/mol) Expanded Unc. | Uncertainty at UB (nmol/mol) Expanded Unc.
INMETRO | 1154270 | 10.68 |  | 11.02 | 0.37 | 0.34 | 0.76 | 0 | 0 | 0.74 | 10 | 6.9288 | 0.69288 | 100 | 1 | 1000 | 69.2884 | 6.9288 | 0.69288 | 69.2884 | 1000 | 1000000 | 692.8839 | 69288.3895
VSL | 1154280 | 9.85 |  | 9.74 | 0.1 | -0.11 | 0.28 | 0 | 0 | 0.2 | 10 | 2 | 0.2 | 100 | 1 | 1000 | 20 | 2 | 0.2 | 20 | 1000 | 1000000 | 200 | 20000
VNIIM | 1126470 | 10.29 |  | 10.54 | 0.19 | 0.25 | 0.41 | 0 | 0 | 0.38 | 10 | 3.6929 | 0.36929 | 100 | 1 | 1000 | 36.9291 | 3.6929 | 0.36929 | 36.9291 | 1000 | 1000000 | 369.2906 | 36929.0573
NMIJ | 1126478 | 10.33 |  | 10.43 | 0.15 | 0.1 | 0.36 | 0 | 0 | 0.3 | 10 | 2.9042 | 0.29042 | 100 | 1 | 1000 | 29.0416 | 2.9042 | 0.29042 | 29.0416 | 1000 | 1000000 | 290.4163 | 29041.6263
METAS | 1154291 | 10.84 |  | 10.59 | 0.11 | -0.25 | 0.29 | 0 | 0 | 0.22 | 10 | 2.0295 | 0.20295 | 100 | 1 | 1000 | 20.2952 | 2.0295 | 0.20295 | 20.2952 | 1000 | 1000000 | 202.952 | 20295.203
KRISS | 1126619 | 10.81 |  | 10.75 | 0.07 | -0.06 | 0.24 | 0 | 0 | 0.14 | 10 | 1.2951 | 0.12951 | 100 | 1 | 1000 | 12.951 | 1.2951 | 0.12951 | 12.951 | 1000 | 1000000 | 129.5097 | 12950.9713
NIM | 1154281 | 9.68 |  | 10 | 0.15 | 0.32 | 0.36 | 0 | 0 | 0.3 | 10 | 3 | 0.3 | 100 | 1 | 1000 | 30 | 3 | 0.3 | 30 | 1000 | 1000000 | 300 | 30000
NPL | 1154294 | 10.19 |  | 10.17 | 0.04 | -0.02 | 0.2 | 0 | 0 | 0.08 | 10 | 0.78508 | 0.078508 | 100 | 1 | 1000 | 7.8508 | 0.78508 | 0.078508 | 7.8508 | 1000 | 1000000 | 78.5083 | 7850.8342
NMI | idetifier | cylinder | x_ref | x | u(x) | di | U(di)
INMETRO | D | 1154270 | 10.68 | 11.02 | 0.37 | 0.34 | 0.76
VSL | F | 1154280 | 9.85 | 9.74 | 0.1 | -0.11 | 0.28
VNIIM | G | 1126470 | 10.29 | 10.54 | 0.19 | 0.25 | 0.41
NMIJ | I | 1126478 | 10.33 | 10.43 | 0.15 | 0.1 | 0.36
METAS | K | 1154291 | 10.84 | 10.59 | 0.11 | -0.25 | 0.29
KRISS | N | 1126619 | 10.81 | 10.75 | 0.07 | -0.06 | 0.24
NIM | O | 1154281 | 9.68 | 10 | 0.15 | 0.32 | 0.36
NPL | Q | 1154294 | 10.19 | 10.17 | 0.04 | -0.02 | 0.2
Writer & Reviewer :
Put Amount Fraction Range in micro-mol/mol on yellow cells

## CCQM-K120
CCQM-K10.2018 | [8 empty] | Transition Point | 10 | µmol/mol |  | Ver 1.1 (2021/12/22)
CO2 in air at 380, 480 and 800 µmol/mol | [8 empty] | Transition Point 2 | 1 | µmol/mol |  | made by Takuya Shimosaka (NMIJ/AIST)
Please use this template at your own risk
Support to CMCs
The comparison will underpin CMC claims for CO2 in air for standards and calibrations services for the atmospheric
monitoring community, matrix matched to real air, over the mole fraction range of 250 μmol/mol to 520 μmol/mol.
CO2/Air : 380 umol/mol
Laboratory | Cylinder | xi,ref (µmol/mol) | ui,ref (µmol/mol) | xi,lab (µmol/mol) | ui,lab (µmol/mol) | Di (µmol/mol) | U(Di) (µmol/mol) (k=2) | Agree with RV? | Deviation (µmol/mol) | Exp. U (µmol/mol) | Transition Point (µmol/mol) | Minimum Uncertainty(%) (>10umol/mol) | Min Unc at Transition Point (µmol/mol) | Exp. U at LB (%) | LB (µmol/mol) | UB (µmol/mol) | Uncertainty at LB (%) Expanded Unc. | Uncertainty at UB (%) Expanded Unc. | Uncertainty at LB (µmol/mol) | Uncertainty at UB (µmol/mol) | LB (nmol/mol) | UB (nmol/mol) | Uncertainty at LB (nmol/mol) | Uncertainty at UB (nmol/mol)
GUM | D298392 | 379.664 | 0.044 | 380.1 | 2.2 | 0.436 | 4.401 | 0 | 0 | 4.4 | 10 | 1.1589 | 0.11589 | 100 | 1 | 1000 | 11.5892 | 1.1589 | 0.11589 | 11.5892 | 1000 | 1000000 | 115.8919 | 11589.1947
KRISS | D500642 | 378.828 | 0.055 | 378.9 | 0.1 | 0.072 | 0.228 | 0 | 0 | 0.2 | 10 | 0.052794 | 0.0052794 | 100 | 1 | 1000 | 0.52794 | 0.052794 | 0.0052794 | 0.52794 | 1000 | 1000000 | 5.2794 | 527.9441
LNE | 1029045 | 379.253 | 0.051 | 379.48 | 0.395 | 0.227 | 0.796 | 0 | 0 | 0.79 | 10 | 0.2083 | 0.02083 | 100 | 1 | 1000 | 2.083 | 0.2083 | 0.02083 | 2.083 | 1000 | 1000000 | 20.8304 | 2083.0422
NIM | FB03747 | 383.453 | 0.052 | 383.43 | 0.1 | -0.023 | 0.226 | 0 | 0 | 0.2 | 10 | 0.052158 | 0.0052158 | 100 | 1 | 1000 | 0.52158 | 0.052158 | 0.0052158 | 0.52158 | 1000 | 1000000 | 5.2158 | 521.5763
NMIJ | CPC00486 | 386.597 | 0.088 | 386.617 | 0.025 | 0.02 | 0.182 | 0 | 0 | 0.05 | 10 | 0.012933 | 0.0012933 | 100 | 1 | 1000 | 0.12933 | 0.012933 | 0.0012933 | 0.12933 | 1000 | 1000000 | 1.2933 | 129.3336
NMISA | M51 8232 | 379.743 | 0.05 | 380.2 | 1 | 0.457 | 2.002 | 0 | 0 | 2 | 10 | 0.52667 | 0.052667 | 100 | 1 | 1000 | 5.2667 | 0.52667 | 0.052667 | 5.2667 | 1000 | 1000000 | 52.6672 | 5266.7199
NOAA | CC310084 | 379.511 | 0.046 | 379.5 | 0.105 | -0.011 | 0.229 | 0 | 0 | 0.21 | 10 | 0.055334 | 0.0055334 | 100 | 1 | 1000 | 0.55334 | 0.055334 | 0.0055334 | 0.55334 | 1000 | 1000000 | 5.5334 | 553.3436
NPL | 2179 | 380.269 | 0.041 | 380.27 | 0.095 | 0.001 | 0.207 | 0 | 0 | 0.19 | 10 | 0.049965 | 0.0049965 | 100 | 1 | 1000 | 0.49965 | 0.049965 | 0.0049965 | 0.49965 | 1000 | 1000000 | 4.9965 | 499.6463
VNIIM | M365601 | 380.182 | 0.042 | 380.2 | 0.055 | 0.018 | 0.138 | 0 | 0 | 0.11 | 10 | 0.028934 | 0.0028934 | 100 | 1 | 1000 | 0.28934 | 0.028934 | 0.0028934 | 0.28934 | 1000 | 1000000 | 2.8934 | 289.3351
VSL | 5604614 | 378.937 | 0.051 | 378.9 | 0.14 | -0.037 | 0.298 | 0 | 0 | 0.28 | 10 | 0.073891 | 0.0073891 | 100 | 1 | 1000 | 0.73891 | 0.073891 | 0.0073891 | 0.73891 | 1000 | 1000000 | 7.3891 | 738.9091
UME | PSM298266 | 380.017 | 0.071 | 379.92 | 0.095 | -0.097 | 0.237 | 0 | 0 | 0.19 | 10 | 0.049998 | 0.0049998 | 100 | 1 | 1000 | 0.49998 | 0.049998 | 0.0049998 | 0.49998 | 1000 | 1000000 | 4.9998 | 499.9776
BFKH | OMH54 | 374.884 | 0.099 | 379.8 | 0.85 | 4.916 | 1.711 | 1 | 4.916 | 9.9779 | 10 | 2.6616 | 0.26616 | 100 | 1 | 1000 | 26.6159 | 2.6616 | 0.26616 | 26.6159 | 1000 | 1000000 | 266.1593 | 26615.9312
NIST | FB04278 | 380.088 | 0.042 | 379.045 | 0.195 | -1.044 | 0.4 | 1 | 1.043 | 2.1221 | 10 | 0.55833 | 0.055833 | 100 | 1 | 1000 | 5.5833 | 0.55833 | 0.055833 | 5.5833 | 1000 | 1000000 | 55.833 | 5583.297
NPLI | JJ108891 | 374.576 | 0.108 | 375.72 | 1.61 | 1.144 | 3.227 | 0 | 0 | 3.22 | 10 | 0.85964 | 0.085964 | 100 | 1 | 1000 | 8.5964 | 0.85964 | 0.085964 | 8.5964 | 1000 | 1000000 | 85.9639 | 8596.3863
CO2/Air : 480 umol/mol
Laboratory | Cylinder | xi,ref (µmol/mol) | ui,ref (µmol/mol) | xi,lab (µmol/mol) | ui,lab (µmol/mol) | Di (µmol/mol) | U(Di) (µmol/mol) (k=2) | Agree with RV? | Deviation (µmol/mol) | Exp. U (µmol/mol) | Transition Point (µmol/mol) | Minimum Uncertainty(%) (>10umol/mol) | Min Unc at Transition Point (µmol/mol) | Exp. U at LB (%) | LB (µmol/mol) | UB (µmol/mol) | Uncertainty at LB (%) | Uncertainty at UB (%) | Uncertainty at LB (µmol/mol) | Uncertainty at UB (µmol/mol) | LB (nmol/mol) | UB (nmol/mol) | Uncertainty at LB (nmol/mol) | Uncertainty at UB (nmol/mol)
GUM | D298393 | 477.706 | 0.051 | 478.1 | 2.6 | 0.394 | 5.201 | 0 | 0 | 5.2 | 10 | 1.0885 | 0.10885 | 100 | 1 | 1000 | 10.8854 | 1.0885 | 0.10885 | 10.8854 | 1000 | 1000000 | 108.8536 | 10885.3563
INRIM | D247440 | 479.007 | 0.173 | 479.3 | 0.8 | 0.293 | 1.637 | 0 | 0 | 1.6 | 10 | 0.33402 | 0.033402 | 100 | 1 | 1000 | 3.3402 | 0.33402 | 0.033402 | 3.3402 | 1000 | 1000000 | 33.4024 | 3340.2435
KRISS | D500647 | 479.851 | 0.052 | 480 | 0.1 | 0.149 | 0.225 | 0 | 0 | 0.2 | 10 | 0.04168 | 0.004168 | 100 | 1 | 1000 | 0.4168 | 0.04168 | 0.004168 | 0.4168 | 1000 | 1000000 | 4.168 | 416.796
LNE | 1029047 | 477.397 | 0.061 | 477.6 | 0.5 | 0.203 | 1.007 | 0 | 0 | 1 | 10 | 0.20947 | 0.020947 | 100 | 1 | 1000 | 2.0947 | 0.20947 | 0.020947 | 2.0947 | 1000 | 1000000 | 20.9469 | 2094.6927
NIM | FB03744 | 489.202 | 0.099 | 489.15 | 0.11 | -0.052 | 0.296 | 0 | 0 | 0.22 | 10 | 0.044971 | 0.0044971 | 100 | 1 | 1000 | 0.44971 | 0.044971 | 0.0044971 | 0.44971 | 1000 | 1000000 | 4.4971 | 449.712
NMIJ | CPC00494 | 471.351 | 0.094 | 471.301 | 0.026 | -0.05 | 0.195 | 0 | 0 | 0.052 | 10 | 0.011032 | 0.0011032 | 100 | 1 | 1000 | 0.11032 | 0.011032 | 0.0011032 | 0.11032 | 1000 | 1000000 | 1.1032 | 110.3212
NMISA | M51 8167 | 479.042 | 0.068 | 479.5 | 0.8 | 0.458 | 1.606 | 0 | 0 | 1.6 | 10 | 0.334 | 0.0334 | 100 | 1 | 1000 | 3.34 | 0.334 | 0.0334 | 3.34 | 1000 | 1000000 | 33.4 | 3339.9994
NOAA | CC305198 | 479.363 | 0.058 | 479.26 | 0.13 | -0.103 | 0.284 | 0 | 0 | 0.26 | 10 | 0.054239 | 0.0054239 | 100 | 1 | 1000 | 0.54239 | 0.054239 | 0.0054239 | 0.54239 | 1000 | 1000000 | 5.4239 | 542.3865
NPL | 2170 | 479.985 | 0.049 | 480.02 | 0.12 | 0.035 | 0.259 | 0 | 0 | 0.24 | 10 | 0.050002 | 0.0050002 | 100 | 1 | 1000 | 0.50002 | 0.050002 | 0.0050002 | 0.50002 | 1000 | 1000000 | 5.0002 | 500.0156
VNIIM | M365664 | 480.145 | 0.059 | 480.18 | 0.065 | 0.035 | 0.175 | 0 | 0 | 0.13 | 10 | 0.027075 | 0.0027075 | 100 | 1 | 1000 | 0.27075 | 0.027075 | 0.0027075 | 0.27075 | 1000 | 1000000 | 2.7075 | 270.7515
VSL | 5604880 | 480.523 | 0.045 | 480.48 | 0.18 | -0.043 | 0.371 | 0 | 0 | 0.36 | 10 | 0.074918 | 0.0074918 | 100 | 1 | 1000 | 0.74918 | 0.074918 | 0.0074918 | 0.74918 | 1000 | 1000000 | 7.4918 | 749.1837
UME | PSM266468 | 480.537 | 0.078 | 480.42 | 0.125 | -0.117 | 0.295 | 0 | 0 | 0.25 | 10 | 0.052025 | 0.0052025 | 100 | 1 | 1000 | 0.52025 | 0.052025 | 0.0052025 | 0.52025 | 1000 | 1000000 | 5.2025 | 520.2513
BFKH | OMH44 | 464.911 | 0.138 | 479.9 | 1.05 | 14.989 | 2.118 | 1 | 14.989 | 30.0515 | 10 | 6.4639 | 0.64639 | 100 | 1 | 1000 | 64.6392 | 6.4639 | 0.64639 | 64.6392 | 1000 | 1000000 | 646.3918 | 64639.1759
NIST | FB04300 | 473.529 | 0.071 | 472.662 | 0.214 | -0.867 | 0.451 | 1 | 0.867 | 1.786 | 10 | 0.37718 | 0.037718 | 100 | 1 | 1000 | 3.7718 | 0.37718 | 0.037718 | 3.7718 | 1000 | 1000000 | 37.7177 | 3771.7654
NPLI | JJ108862 | 480.863 | 0.079 | 480.52 | 1.52 | -0.343 | 3.044 | 0 | 0 | 3.04 | 10 | 0.6322 | 0.06322 | 100 | 1 | 1000 | 6.322 | 0.6322 | 0.06322 | 6.322 | 1000 | 1000000 | 63.2197 | 6321.967
CO2/Air : 800 umol/mol
Laboratory | Cylinder | xi,ref (µmol/mol) | ui,ref (µmol/mol) | xi,lab (µmol/mol) | ui,lab (µmol/mol) | Di (µmol/mol) | U(Di) (µmol/mol) (k=2) | Agree with RV? | Deviation (µmol/mol) | Exp. U (µmol/mol) | Transition Point (µmol/mol) | Minimum Uncertainty(%) (>10umol/mol) | Min Unc at Transition Point (µmol/mol) | Exp. U at LB (%) | LB (µmol/mol) | UB (µmol/mol) | Uncertainty at LB (%) | Uncertainty at UB (%) | Uncertainty at LB (µmol/mol) | Uncertainty at UB (µmol/mol) | LB (nmol/mol) | UB (nmol/mol) | Uncertainty at LB (nmol/mol) | Uncertainty at UB (nmol/mol)
GUM | D298402 | 800.105 | 0.106 | 800.5 | 4.3 | 0.395 | 8.603 | 0 | 0 | 8.6 | 10 | 1.0749 | 0.10749 | 100 | 1 | 1000 | 10.7486 | 1.0749 | 0.10749 | 10.7486 | 1000 | 1000000 | 107.4859 | 10748.5892
INRIM | D247445 | 798.389 | 0.128 | 798.9 | 1.3 | 0.511 | 2.613 | 0 | 0 | 2.6 | 10 | 0.32566 | 0.032566 | 100 | 1 | 1000 | 3.2566 | 0.32566 | 0.032566 | 3.2566 | 1000 | 1000000 | 32.5656 | 3256.5579
KRISS | D500672 | 800.519 | 0.118 | 800.8 | 0.2 | 0.281 | 0.464 | 0 | 0 | 0.4 | 10 | 0.049968 | 0.0049968 | 100 | 1 | 1000 | 0.49968 | 0.049968 | 0.0049968 | 0.49968 | 1000 | 1000000 | 4.9968 | 499.6758
LNE | 1029048 | 802.099 | 0.078 | 802.2 | 0.85 | 0.101 | 1.707 | 0 | 0 | 1.7 | 10 | 0.21194 | 0.021194 | 100 | 1 | 1000 | 2.1194 | 0.21194 | 0.021194 | 2.1194 | 1000 | 1000000 | 21.1944 | 2119.4391
NMIJ | CPC00558 | 803.694 | 0.114 | 803.658 | 0.039 | -0.036 | 0.24 | 0 | 0 | 0.078 | 10 | 0.0097052 | 0.00097052 | 100 | 1 | 1000 | 0.097052 | 0.0097052 | 0.00097052 | 0.097052 | 1000 | 1000000 | 0.97052 | 97.0519
NPL | 2181 | 799.744 | 0.101 | 799.7 | 0.2 | -0.044 | 0.448 | 0 | 0 | 0.4 | 10 | 0.050016 | 0.0050016 | 100 | 1 | 1000 | 0.50016 | 0.050016 | 0.0050016 | 0.50016 | 1000 | 1000000 | 5.0016 | 500.1601
NMISA | M518244 | 798.187 | 0.132 | 799.1 | 0.5 | 0.913 | 1.034 | 0 | 0 | 1 | 10 | 0.12528 | 0.012528 | 100 | 1 | 1000 | 1.2528 | 0.12528 | 0.012528 | 1.2528 | 1000 | 1000000 | 12.5284 | 1252.8392
VNIIM | M365707 | 800.697 | 0.084 | 800.73 | 0.095 | 0.033 | 0.253 | 0 | 0 | 0.19 | 10 | 0.023729 | 0.0023729 | 100 | 1 | 1000 | 0.23729 | 0.023729 | 0.0023729 | 0.23729 | 1000 | 1000000 | 2.3729 | 237.2933
VSL | 5604705 | 796.08 | 0.191 | 795.7 | 0.3 | -0.38 | 0.712 | 0 | 0 | 0.6 | 10 | 0.075369 | 0.0075369 | 100 | 1 | 1000 | 0.75369 | 0.075369 | 0.0075369 | 0.75369 | 1000 | 1000000 | 7.5369 | 753.6931
UME | PSM298347 | 800.917 | 0.083 | 800.76 | 0.18 | -0.157 | 0.396 | 0 | 0 | 0.36 | 10 | 0.044948 | 0.0044948 | 100 | 1 | 1000 | 0.44948 | 0.044948 | 0.0044948 | 0.44948 | 1000 | 1000000 | 4.4948 | 449.4848
NIM | FB03748 | 810.424 | 0.327 | 809.82 | 0.13 | -0.604 | 0.703 | 0 | 0 | 0.26 | 10 | 0.032082 | 0.0032082 | 100 | 1 | 1000 | 0.32082 | 0.032082 | 0.0032082 | 0.32082 | 1000 | 1000000 | 3.2082 | 320.8197
NOAA | CB11668 | 794.608 | 0.237 | 794.08 | 0.24 | -0.528 | 0.674 | 0 | 0 | 0.48 | 10 | 0.060407 | 0.0060407 | 100 | 1 | 1000 | 0.60407 | 0.060407 | 0.0060407 | 0.60407 | 1000 | 1000000 | 6.0407 | 604.0714
BFKH | OMH69 | 800.282 | 0.1 | 800.3 | 1.45 | 0.018 | 2.907 | 0 | 0 | 2.9 | 10 | 0.36237 | 0.036237 | 100 | 1 | 1000 | 3.6237 | 0.36237 | 0.036237 | 3.6237 | 1000 | 1000000 | 36.2372 | 3623.7226
NIST | FB04287 | 795.511 | 0.208 | 794.53 | 0.514 | -0.981 | 1.109 | 0 | 0 | 1.028 | 10 | 0.12923 | 0.012923 | 100 | 1 | 1000 | 1.2923 | 0.12923 | 0.012923 | 1.2923 | 1000 | 1000000 | 12.9225 | 1292.2511
NPLI | JJ108854 | 794.501 | 0.239 | 796.38 | 2.515 | 1.879 | 5.053 | 0 | 0 | 5.03 | 10 | 0.6331 | 0.06331 | 100 | 1 | 1000 | 6.331 | 0.6331 | 0.06331 | 6.331 | 1000 | 1000000 | 63.3102 | 6331.0178
comparison reference values and degrees of equivalence are listed in Table 14. Degrees of equivalence are plotted in Figure 11.
Participant | Cylinder | xKCRV XLGENLINE predictied value from FTIR) (µmol/mol) | u(xKCRV) (µmol/mol) | xNMI (µmol/mol) | u(xNMI) (µmol/mol) | D1( xNMI- xKCRV (µmol/mol) | u(D1) (µmol/mol) | U( D1) (k=2) (µmol/mol)
GUM | D298392 | 379.664 | 0.044 | 380.1 | 2.2 | 0.436 | 2.2 | 4.401
KRISS | D500642 | 378.828 | 0.055 | 378.9 | 0.1 | 0.072 | 0.114 | 0.228
LNE | 1029045 | 379.253 | 0.051 | 379.48 | 0.395 | 0.227 | 0.398 | 0.796
NIM | FB03747 | 383.453 | 0.052 | 383.43 | 0.1 | -0.023 | 0.113 | 0.226
NMIJ | CPC00486 | 386.597 | 0.088 | 386.617 | 0.025 | 0.02 | 0.091 | 0.182
NMISA | M51 8232 | 379.743 | 0.05 | 380.2 | 1 | 0.457 | 1.001 | 2.002
NOAA | CC310084 | 379.511 | 0.046 | 379.5 | 0.105 | -0.011 | 0.115 | 0.229
NPL | 2179 | 380.269 | 0.041 | 380.27 | 0.095 | 0.001 | 0.103 | 0.207
VNIIM | M365601 | 380.182 | 0.042 | 380.2 | 0.055 | 0.018 | 0.069 | 0.138
VSL | 5604614 | 378.937 | 0.051 | 378.9 | 0.14 | -0.037 | 0.149 | 0.298
UME | PSM298266 | 380.017 | 0.071 | 379.92 | 0.095 | -0.097 | 0.118 | 0.237
BFKH | OMH54 | 374.884 | 0.099 | 379.8 | 0.85 | 4.916 | 0.856 | 1.711
NIST | FB04278 | 380.088 | 0.042 | 379.045 | 0.195 | -1.044 | 0.2 | 0.4
NPLI | JJ108891 | 374.576 | 0.108 | 375.72 | 1.61 | 1.144 | 1.614 | 3.227
Table 12. Degrees of Equivalence using FTIR measurement results at the nominal mole fraction of 380 µmol mol-1. Bold: Data points included in the self-consistent set. *Re-submitted value following the decision of the the CCQM GAWG. ** Uncertainties below the cutoff value of 0.095 µmol mol−1.
Participant | Cylinder | xKCRV XLGENLINE predictied from FTIR) (µmol/mol) | u(xKCRV) (µmol/mol) | xNMI (µmol/mol) | u(xNMI) (µmol/mol) | D2( xNMI- xKCRV (µmol/mol) | u(D2) (µmol/mol) | U( D2) (k=2) (µmol/mol) |  |  |  | )
GUM | D298393 | 477.706 | 0.051 | 478.1 | 2.6 | 0.394 | 2.601 | 5.201
INRIM | D247440 | 479.007 | 0.173 | 479.3 | 0.8 | 0.293 | 0.819 | 1.637
KRISS | D500647 | 479.851 | 0.052 | 480 | 0.1 | 0.149 | 0.113 | 0.225
LNE | 1029047 | 477.397 | 0.061 | 477.6 | 0.5 | 0.203 | 0.504 | 1.007
NIM | FB03744 | 489.202 | 0.099 | 489.15 | 0.11 | -0.052 | 0.148 | 0.296
NMIJ | CPC00494 | 471.351 | 0.094 | 471.301 | 0.026 | -0.05 | 0.097 | 0.195
NMISA | M51 8167 | 479.042 | 0.068 | 479.5 | 0.8 | 0.458 | 0.803 | 1.606
NOAA | CC305198 | 479.363 | 0.058 | 479.26 | 0.13 | -0.103 | 0.142 | 0.284
NPL | 2170 | 479.985 | 0.049 | 480.02 | 0.12 | 0.035 | 0.13 | 0.259
VNIIM | M365664 | 480.145 | 0.059 | 480.18 | 0.065 | 0.035 | 0.088 | 0.175
VSL | 5604880 | 480.523 | 0.045 | 480.48 | 0.18 | -0.043 | 0.186 | 0.371
UME | PSM266468 | 480.537 | 0.078 | 480.42 | 0.125 | -0.117 | 0.147 | 0.295
BFKH | OMH44 | 464.911 | 0.138 | 479.9 | 1.05 | 14.989 | 1.059 | 2.118
NIST | FB04300 | 473.529 | 0.071 | 472.662 | 0.214 | -0.867 | 0.225 | 0.451
NPLI | JJ108862 | 480.863 | 0.079 | 480.52 | 1.52 | -0.343 | 1.522 | 3.044
Table 13. Degrees of Equivalence using FTIR measurement results at the nominal mole fraction of 480 µmol mol-1. Bold: Data points included in the self-consistent set. *Re-submitted value following the decision of the the CCQM GAWG. ** Uncertainties below the cutoff value of 0.095 µmol mol−1.
Participant | Cylinder | xKCRV XLGENLINE predictied from FTIR) (µmol/mol) | u(xKCRV) (µmol/mol) | xNMI (µmol/mol) | u(xNMI) (µmol/mol) | D3( xNMI- xKCRV (µmol/mol) | u(D3) (µmol/mol) | U( D3) (k=2) (µmol/mol)
GUM | D298402 | 800.105 | 0.106 | 800.5 | 4.3 | 0.395 | 4.301 | 8.603
INRIM | D247445 | 798.389 | 0.128 | 798.9 | 1.3 | 0.511 | 1.306 | 2.613
KRISS | D500672 | 800.519 | 0.118 | 800.8 | 0.2 | 0.281 | 0.232 | 0.464
LNE | 1029048 | 802.099 | 0.078 | 802.2 | 0.85 | 0.101 | 0.854 | 1.707
NMIJ | CPC00558 | 803.694 | 0.114 | 803.658 | 0.039 | -0.036 | 0.12 | 0.24
NPL | 2181 | 799.744 | 0.101 | 799.7 | 0.2 | -0.044 | 0.224 | 0.448
NMISA | M518244 | 798.187 | 0.132 | 799.1 | 0.5 | 0.913 | 0.517 | 1.034
VNIIM | M365707 | 800.697 | 0.084 | 800.73 | 0.095 | 0.033 | 0.127 | 0.253
VSL | 5604705 | 796.08 | 0.191 | 795.7 | 0.3 | -0.38 | 0.356 | 0.712
UME | PSM298347 | 800.917 | 0.083 | 800.76 | 0.18 | -0.157 | 0.198 | 0.396
NIM | FB03748 | 810.424 | 0.327 | 809.82 | 0.13 | -0.604 | 0.351 | 0.703
NOAA | CB11668 | 794.608 | 0.237 | 794.08 | 0.24 | -0.528 | 0.337 | 0.674
BFKH | OMH69 | 800.282 | 0.1 | 800.3 | 1.45 | 0.018 | 1.453 | 2.907
NIST | FB04287 | 795.511 | 0.208 | 794.53 | 0.514 | -0.981 | 0.555 | 1.109
NPLI | JJ108854 | 794.501 | 0.239 | 796.38 | 2.515 | 1.879 | 2.526 | 5.053
Writer & Reviewer :
Put Amount Fraction Range in micro-mol/mol on yellow cells

## CCQM-K121
CCQM-K121 | [8 empty] | Transition Point | 10 | µmol/mol |  | Ver 1.1 (2021/12/22)
Monoterpenes in Nitrogen at 2.5 nmol mol-1 | [8 empty] | Transition Point 2 | 1 | µmol/mol |  | made by Takuya Shimosaka (NMIJ/AIST)
Please use this template at your own risk
Support to CMCs
This key comparison can be used to support CMC claims for the monoterpenes listed in Table 9 in a balance of nitrogen;
it can also be used to extrapolate CMC claims for monoterpenes of similar difficulty (Table 10), as they have exhibited cylinder stability over time (see Figure 12).
Furthermore, this key comparison may be used to extrapolate CMC claims for the above monoterpenes in a matrix of synthetic dry air,
as preliminary testing demonstrates cylinder stability for approximately 300 days (Figure 13).
Table 9. How far the light shines for the monoterpenes measured in this key comparison
Componenta | Accepted Range of Values
α-Pinene | 1 to 500 nmol mol-1
3-Carene | 1 to 500 nmol mol-1
R-Limonene | 1 to 500 nmol mol-1
1,8-Cineole | 1 to 500 nmol mol-1
a Monoterpene component in a balance of nitrogen or air.
Table 10. How far the light shines for additional monoterpenes of similar difficulty
Componenta | Accepted Range of Values
β-Pinene | 1 to 500 nmol mol-1
Camphene | 1 to 500 nmol mol-1
α-Terpinene | 1 to 500 nmol mol-1
p-Cymene | 1 to 500 nmol mol-1
a Monoterpene component in a balance of nitrogen or air.
α-Pinene
Laboratory | Cylinder | xi,ref (µmol/mol) | ui,ref (µmol/mol) Standard Unc. | xi,lab (µmol/mol) | ui,lab (µmol/mol) Standard Unc. | Di (µmol/mol) | U(Di) (µmol/mol) (k=2) Expanded Unc. | Agree with RV? | Deviation (µmol/mol) | Exp. U (µmol/mol) | Transition Point (µmol/mol) | Min Unc at Transition Point (%) | Min Unc at Transition Point (µmol/mol) | Exp. U at LB (%) | LB (µmol/mol) | UB (µmol/mol) | Uncertainty at LB (%) Expanded Unc. | Uncertainty at UB (%) Expanded Unc. | Uncertainty at LB (µmol/mol) Expanded Unc. | Uncertainty at UB (µmol/mol) Expanded Unc. | LB (nmol/mol) | UB (nmol/mol) | Uncertainty at LB (nmol/mol) Expanded Unc. | Uncertainty at UB (nmol/mol) Expanded Unc.
KRISS | APE1145320 | 0.00252 | 3.15e-05 | 0.002516 | 2.35e-05 | -4e-06 | 7.9e-05 | 0 | 0 | 4.7e-05 | 0.00252 | 1.8651 | 4.7e-05 | 100 | 0.001 | 10 | 4.7 | 1.8651 | 4.7e-05 | 0.18651 | 1 | 10000 | 0.047 | 186.5079
NIST | APE1145321 | 0.002602 | 4.95e-05 | 0.002618 | 3.4e-05 | 1.6e-05 | 0.00012 | 0 | 0 | 6.8e-05 | 0.002602 | 2.6134 | 6.8e-05 | 100 | 0.001 | 10 | 6.8 | 2.6134 | 6.8e-05 | 0.26134 | 1 | 10000 | 0.068 | 261.3374
NPL | APE1145315 | 0.002506 | 7.05e-05 | 0.002585 | 3.7e-05 | 7.9e-05 | 0.000159 | 0 | 0 | 7.4e-05 | 0.002506 | 2.9529 | 7.4e-05 | 100 | 0.001 | 10 | 7.4 | 2.9529 | 7.4e-05 | 0.29529 | 1 | 10000 | 0.074 | 295.2913
3-Carene
Laboratory | Cylinder | xi,ref (µmol/mol) | ui,ref (µmol/mol) Standard Unc. | xi,lab (µmol/mol) | ui,lab (µmol/mol) Standard Unc. | Di (µmol/mol) | U(Di) (µmol/mol) (k=2) Expanded Unc. | Agree with RV? | Deviation (µmol/mol) | Exp. U (µmol/mol) | Transition Point (µmol/mol) | Min Unc at Transition Point (%) | Min Unc at Transition Point (µmol/mol) | Exp. U at LB (%) | LB (µmol/mol) | UB (µmol/mol) | Uncertainty at LB (%) Expanded Unc. | Uncertainty at UB (%) Expanded Unc. | Uncertainty at LB (µmol/mol) Expanded Unc. | Uncertainty at UB (µmol/mol) Expanded Unc. | LB (nmol/mol) | UB (nmol/mol) | Uncertainty at LB (nmol/mol) Expanded Unc. | Uncertainty at UB (nmol/mol) Expanded Unc.
KRISS | APE1145320 | 0.002683 | 8.6e-05 | 0.002717 | 4.35e-05 | 3.4e-05 | 0.000193 | 0 | 0 | 8.7e-05 | 0.002683 | 3.2426 | 8.7e-05 | 100 | 0.001 | 10 | 8.7 | 3.2426 | 8.7e-05 | 0.32426 | 1 | 10000 | 0.087 | 324.2639
NIST | APE1145321 | 0.002533 | 3.05e-05 | 0.002513 | 2.75e-05 | -2e-05 | 8.2e-05 | 0 | 0 | 5.5e-05 | 0.002533 | 2.1713 | 5.5e-05 | 100 | 0.001 | 10 | 5.5 | 2.1713 | 5.5e-05 | 0.21713 | 1 | 10000 | 0.055 | 217.1338
NPL | APE1145315 | 0.002616 | 5.75e-05 | 0.002573 | 2.3e-05 | -4.3e-05 | 0.000124 | 0 | 0 | 4.6e-05 | 0.002616 | 1.7584 | 4.6e-05 | 100 | 0.001 | 10 | 4.6 | 1.7584 | 4.6e-05 | 0.17584 | 1 | 10000 | 0.046 | 175.841
R-Limonene
Laboratory | Cylinder | xi,ref (µmol/mol) | ui,ref (µmol/mol) Standard Unc. | xi,lab (µmol/mol) | ui,lab (µmol/mol) Standard Unc. | Di (µmol/mol) | U(Di) (µmol/mol) (k=2) Expanded Unc. | Agree with RV? | Deviation (µmol/mol) | Exp. U (µmol/mol) | Transition Point (µmol/mol) | Min Unc at Transition Point (%) | Min Unc at Transition Point (µmol/mol) | Exp. U at LB (%) | LB (µmol/mol) | UB (µmol/mol) | Uncertainty at LB (%) Expanded Unc. | Uncertainty at UB (%) Expanded Unc. | Uncertainty at LB (µmol/mol) Expanded Unc. | Uncertainty at UB (µmol/mol) Expanded Unc. | LB (nmol/mol) | UB (nmol/mol) | Uncertainty at LB (nmol/mol) Expanded Unc. | Uncertainty at UB (nmol/mol) Expanded Unc.
KRISS | APE1145320 | 0.002519 | 9.15e-05 | 0.002505 | 2.6e-05 | -1.4e-05 | 0.00019 | 0 | 0 | 5.2e-05 | 0.002519 | 2.0643 | 5.2e-05 | 100 | 0.001 | 10 | 5.2 | 2.0643 | 5.2e-05 | 0.20643 | 1 | 10000 | 0.052 | 206.4311
NIST | APE1145321 | 0.002697 | 9.9e-05 | 0.002689 | 1.35e-05 | -8e-06 | 0.0002 | 0 | 0 | 2.7e-05 | 0.002697 | 1.0011 | 2.7e-05 | 100 | 0.001 | 10 | 2.7 | 1.0011 | 2.7e-05 | 0.10011 | 1 | 10000 | 0.027 | 100.1112
NPL | APE1145315 | 0.002531 | 3.1e-05 | 0.00255 | 4e-05 | 2e-05 | 0.0001 | 0 | 0 | 8e-05 | 0.002531 | 3.1608 | 8e-05 | 100 | 0.001 | 10 | 8 | 3.1608 | 8e-05 | 0.31608 | 1 | 10000 | 0.08 | 316.0806
1,8-Cineole
Laboratory | Cylinder | xi,ref (µmol/mol) | ui,ref (µmol/mol) Standard Unc. | xi,lab (µmol/mol) | ui,lab (µmol/mol) Standard Unc. | Di (µmol/mol) | U(Di) (µmol/mol) (k=2) Expanded Unc. | Agree with RV? | Deviation (µmol/mol) | Exp. U (µmol/mol) | Transition Point (µmol/mol) | Min Unc at Transition Point (%) | Min Unc at Transition Point (µmol/mol) | Exp. U at LB (%) | LB (µmol/mol) | UB (µmol/mol) | Uncertainty at LB (%) Expanded Unc. | Uncertainty at UB (%) Expanded Unc. | Uncertainty at LB (µmol/mol) Expanded Unc. | Uncertainty at UB (µmol/mol) Expanded Unc. | LB (nmol/mol) | UB (nmol/mol) | Uncertainty at LB (nmol/mol) Expanded Unc. | Uncertainty at UB (nmol/mol) Expanded Unc.
KRISS | APE1145320 | 0.002614 | 5.5e-05 | 0.00254 | 2.5e-05 | -7e-05 | 0.00012 | 0 | 0 | 5e-05 | 0.002614 | 1.9128 | 5e-05 | 100 | 0.001 | 10 | 5 | 1.9128 | 5e-05 | 0.19128 | 1 | 10000 | 0.05 | 191.2777
NIST | APE1145321 | 0.002517 | 5.1e-05 | 0.00248 | 2.5e-05 | -4e-05 | 0.00011 | 0 | 0 | 5e-05 | 0.002517 | 1.9865 | 5e-05 | 100 | 0.001 | 10 | 5 | 1.9865 | 5e-05 | 0.19865 | 1 | 10000 | 0.05 | 198.6492
NPL | APE1145315 | 0.002695 | 7.65e-05 | 0.00258 | 6.5e-05 | -0.00012 | 0.0002 | 0 | 0 | 0.00013 | 0.002695 | 4.8237 | 0.00013 | 100 | 0.001 | 10 | 13 | 4.8237 | 0.00013 | 0.48237 | 1 | 10000 | 0.13 | 482.3748
NMI | idetifier | cylinder |  | x_ref | u(x_ref) | x | u(x) | di | U(di)
KRISS |  | APE1145320 | α-Pinene | 0.00252 | 3.15e-05 | 0.002516 | 2.35e-05 | -4e-06 | 7.9e-05
NIST |  | APE1145321 | α-Pinene | 0.002602 | 4.95e-05 | 0.002618 | 3.4e-05 | 1.6e-05 | 0.00012
NPL |  | APE1145315 | α-Pinene | 0.002506 | 7.05e-05 | 0.002585 | 3.7e-05 | 7.9e-05 | 0.000159
KRISS |  | APE1145320 | 3-Carene | 0.002683 | 8.6e-05 | 0.002717 | 4.35e-05 | 3.4e-05 | 0.000193
NIST |  | APE1145321 | 3-Carene | 0.002533 | 3.05e-05 | 0.002513 | 2.75e-05 | -2e-05 | 8.2e-05
NPL |  | APE1145315 | 3-Carene | 0.002616 | 5.75e-05 | 0.002573 | 2.3e-05 | -4.3e-05 | 0.000124
KRISS |  | APE1145320 | R-Limonene | 0.002519 | 9.15e-05 | 0.002505 | 2.6e-05 | -1.4e-05 | 0.00019
NIST |  | APE1145321 | R-Limonene | 0.002697 | 9.9e-05 | 0.002689 | 1.35e-05 | -8e-06 | 0.0002
NPL |  | APE1145315 | R-Limonene | 0.002531 | 3.1e-05 | 0.00255 | 4e-05 | 2e-05 | 0.0001
KRISS |  | APE1145320 | 1,8-Cineole | 0.002614 | 5.5e-05 | 0.00254 | 2.5e-05 | -7e-05 | 0.00012
NIST |  | APE1145321 | 1,8-Cineole | 0.002517 | 5.1e-05 | 0.00248 | 2.5e-05 | -4e-05 | 0.00011
NPL |  | APE1145315 | 1,8-Cineole | 0.002695 | 7.65e-05 | 0.00258 | 6.5e-05 | -0.00012 | 0.0002
Original Data
|  |  | KCRVb |  | Measurement |  | Degree of Equivalence
NMI | cylinder |  | xKCRV | U(xKCRV) | xi | U(xi) | di | U(di)
KRISS | APE1145320 | α-Pinene | 2.52 | 0.063 | 2.516 | 0.047 | -0.004 | 0.079
KRISS | APE1145320 | 3-Carene | 2.602 | 0.099 | 2.618 | 0.068 | 0.016 | 0.12
KRISS | APE1145320 | R-Limonene | 2.506 | 0.141 | 2.585 | 0.074 | 0.079 | 0.159
KRISS | APE1145320 | 1,8-Cineole | 2.683 | 0.172 | 2.717 | 0.087 | 0.034 | 0.193
NIST | APE1145321 | α-Pinene | 2.533 | 0.061 | 2.513 | 0.055 | -0.02 | 0.082
NIST | APE1145321 | 3-Carene | 2.616 | 0.115 | 2.573 | 0.046 | -0.043 | 0.124
NIST | APE1145321 | R-Limonene | 2.519 | 0.183 | 2.505 | 0.052 | -0.014 | 0.19
NIST | APE1145321 | 1,8-Cineole | 2.697 | 0.198 | 2.689 | 0.027 | -0.008 | 0.2
NPL | APE1145315 | α-Pinene | 2.531 | 0.062 | 2.55 | 0.08 | 0.02 | 0.1
NPL | APE1145315 | 3-Carene | 2.614 | 0.11 | 2.54 | 0.05 | -0.07 | 0.12
NPL | APE1145315 | R-Limonene | 2.517 | 0.102 | 2.48 | 0.05 | -0.04 | 0.11
NPL | APE1145315 | 1,8-Cineole | 2.695 | 0.153 | 2.58 | 0.13 | -0.12 | 0.2
Writer & Reviewer :
Put Amount Fraction Range in micro-mol/mol on yellow cells

## CCQM-K137
CCQM-K137 | [8 empty] | Transition Point | 10 | µmol/mol |  |  | Ver. 1.1 (1st Nov, 2021)
Nitrogen Monoxide (NO) in nitrogen, 30 μmol mol-1 and 70 μmol mol | [8 empty] | Transition Point 2 | 1 | µmol/mol |  |  | made by Takuya Shimosaka (NMIJ/AIST)
Please use this template at your own risk
Supported claims
Preparing reference mixtures of NO in nitrogen at the μmol mol−1 levels is considered
to present an analytical challenge by the Gas Analysis Working Group. Therefore, this
key comparison is considered as a Specialised (Track C) comparison in the CCQM
nomenclature. A detailed table indicating the minimum expanded uncertainty expected
to be claimed with the corresponding range of the NO mole fraction will be published as
an appendix to this report.
NO/N2
Laboratory | Cylinder | xi,ref (µmol/mol) | ui,ref (µmol/mol) | xi,lab (µmol/mol) | ui,lab (µmol/mol) | Di (µmol/mol) | U(Di) (µmol/mol) (k=2) | Agree with RV? | Deviation (µmol/mol) | Exp. U (µmol/mol) | Transition Point (µmol/mol) | Minimum Uncertainty(%) (>10umol/mol) | LB (µmol/mol) | Exp. U at LB (%) | LB (µmol/mol) | UB (µmol/mol) | Uncertainty at LB (%) | Uncertainty at UB (%) | Uncertainty at LB (µmol/mol) | Uncertainty at UB (µmol/mol) | LB (nmol/mol) | UB (nmol/mol) | Uncertainty at LB (nmol/mol) | Uncertainty at UB (nmol/mol)
BFKH |  | 70.62 | 0.123 | 70.05 | 0.24 | -0.57 | 0.539 |  |  |  | 10 | 4.5298 |  |  | 10 | 100 | 4.5298 | 1.7515 | 0.45298 | 1.7515 | 10000 | 100000 | 452.9778 | 1751.5317
CERI |  | 68.771 | 0.144 | 68.76 | 0.11 | -0.011 | 0.362 |  |  |  | 10 | 0.31557 |  |  | 10 | 71 | 0.31557 | 0.3199 | 0.031557 | 0.22713 | 10000 | 71000 | 31.5568 | 227.1306
GUM |  | 69.785 | 0.089 | 71.1 | 0.55 | 1.315 | 1.114 |  |  |  | 10 | 4.7841 |  |  | 10 | 71 | 4.7841 | 4.0851 | 0.47841 | 2.9004 | 10000 | 71000 | 478.4106 | 2900.4055
KRISS |  | 69.864 | 0.069 | 70.085 | 0.161 | 0.221 | 0.35 |  |  |  | 10 | 0.66742 |  |  | 10 | 71 | 0.66742 | 0.4609 | 0.066742 | 0.32724 | 10000 | 71000 | 66.7423 | 327.2358
LNE |  | 70.02 | 0.07 | 69.99 | 0.08 | -0.03 | 0.213 |  |  |  | 10 | 0.22453 |  |  | 10 | 71 | 0.22453 | 0.22851 | 0.022453 | 0.16224 | 10000 | 71000 | 22.4526 | 162.2394
NIM |  | 69.905 | 0.064 | 69.9 | 0.175 | -0.005 | 0.372 |  |  |  | 10 | 0.50134 |  |  | 10 | 71 | 0.50134 | 0.50068 | 0.050134 | 0.35548 | 10000 | 71000 | 50.1337 | 355.4824
NMIA |  | 69.953 | 0.052 | 69.98 | 0.155 | 0.027 | 0.327 |  |  |  | 10 | 0.86574 |  |  | 10 | 71 | 0.86574 | 0.44315 | 0.086574 | 0.31464 | 10000 | 71000 | 86.5743 | 314.6398
NMISA |  | 69.93 | 0.066 | 70.09 | 0.105 | 0.16 | 0.249 |  |  |  | 10 | 0.56226 |  |  | 10 | 71 | 0.56226 | 0.3003 | 0.056226 | 0.21321 | 10000 | 71000 | 56.2262 | 213.2132
NPL |  | 70.007 | 0.062 | 69.863 | 0.087 | -0.144 | 0.214 |  |  |  | 10 | 0.19967 |  |  | 10 | 10 | 0.19967 | 0.19967 | 0.019967 | 0.019967 | 10000 | 10000 | 19.9674 | 19.9674
VNIMM |  | NA | NA | NA | NA | NA | NA |  |  |  | 10 | 0.040033 |  |  | 10 | 11 | 0.040033 | #VALUE! | 0.0040033 | #VALUE! | 10000 | 11000 | 4.0033 | #VALUE!
NIST |  | 70.354 | 0.076 | 70.401 | 0.176 | 0.047 | 0.383 |  |  |  | 10 | 0.12103 |  |  | 10 | 71 | 0.12103 | 0.50033 | 0.012103 | 0.35523 | 10000 | 71000 | 12.1029 | 355.2321
VSL |  | 70.094 | 0.087 | 70.05 | 0.105 | -0.044 | 0.272 |  |  |  | 10 | #VALUE! |  |  | 1 | 1000 | #VALUE! | 0.2996 | #VALUE! | 2.996 | 1000 | 1000000 | #VALUE! | 2995.9768
NO/N2 : 30 umol/mol
Laboratory | Cylinder | xi,ref (µmol/mol) | ui,ref (µmol/mol) | xi,lab (µmol/mol) | ui,lab (µmol/mol) | Di (µmol/mol) | U(Di) (µmol/mol) (k=2) | Agree with RV? | Deviation (µmol/mol) | Exp. U (µmol/mol) | Transition Point (µmol/mol) | Minimum Uncertainty(%) (>10umol/mol) | LB (µmol/mol) | Exp. U at LB (%) | LB (µmol/mol) | UB (µmol/mol) | Uncertainty at LB (%) | Uncertainty at UB (%) | Uncertainty at LB (µmol/mol) | Uncertainty at UB (µmol/mol) | LB (nmol/mol) | UB (nmol/mol) | Uncertainty at LB (nmol/mol) | Uncertainty at UB (nmol/mol)
BFKH |  | 30.783 | 0.066 | 30.1 | 0.14 | -0.629 | 0.314 | 1 | 0.683 | 1.3944 | 10 | 4.5298 | 0.45298 | 100 | 30 | 30 | 4.5298 | 4.5298 | 1.3589 | 1.3589 | 30000 | 30000 | 1358.9335 | 1358.9335
CERI |  | 28.52 | 0.082 | 28.51 | 0.045 | -0.006 | 0.185 | 0 | 0 | 0.09 | 10 | 0.31557 | 0.031557 | 100 | 30 | 30 | 0.31557 | 0.31557 | 0.09467 | 0.09467 | 30000 | 30000 | 94.6704 | 94.6704
GUM |  | 29.852 | 0.096 | 30.5 | 0.3 | 0.681 | 0.63 | 1 | 0.648 | 1.4282 | 10 | 4.7841 | 0.47841 | 100 | 30 | 30 | 4.7841 | 4.7841 | 1.4352 | 1.4352 | 30000 | 30000 | 1435.2317 | 1435.2317
KRISS |  | 29.966 | 0.094 | 30.014 | 0.1 | 0.083 | 0.274 | 0 | 0 | 0.2 | 10 | 0.66742 | 0.066742 | 100 | 30 | 30 | 0.66742 | 0.66742 | 0.20023 | 0.20023 | 30000 | 30000 | 200.2269 | 200.2269
LNE |  | 30.286 | 0.065 | 30.211 | 0.034 | -0.032 | 0.152 | 0 | 0 | 0.068 | 10 | 0.22453 | 0.022453 | 100 | 30 | 30 | 0.22453 | 0.22453 | 0.067358 | 0.067358 | 30000 | 30000 | 67.3579 | 67.3579
NIM |  | 29.92 | 0.045 | 29.92 | 0.075 | 0.034 | 0.179 | 0 | 0 | 0.15 | 10 | 0.50134 | 0.050134 | 100 | 30 | 30 | 0.50134 | 0.50134 | 0.1504 | 0.1504 | 30000 | 30000 | 150.4011 | 150.4011
NMIA |  | 30.032 | 0.068 | 29.98 | 0.13 | -0.015 | 0.295 | 0 | 0 | 0.26 | 10 | 0.86574 | 0.086574 | 100 | 30 | 30 | 0.86574 | 0.86574 | 0.25972 | 0.25972 | 30000 | 30000 | 259.723 | 259.723
NMISA |  | 30.235 | 0.068 | 30.24 | 0.085 | 0.047 | 0.221 | 0 | 0 | 0.17 | 10 | 0.56226 | 0.056226 | 100 | 30 | 30 | 0.56226 | 0.56226 | 0.16868 | 0.16868 | 30000 | 30000 | 168.6787 | 168.6787
NPL |  | 30.049 | 0.054 | 29.927 | 0.03 | -0.085 | 0.154 | 0 | 0 | 0.06 | 10 | 0.19967 | 0.019967 | 100 | 30 | 30 | 0.19967 | 0.19967 | 0.059902 | 0.059902 | 30000 | 30000 | 59.9022 | 59.9022
VNIIM |  | 29.975 | 0.045 | 30.025 | 0.006 | 0.086 | 0.097 | 0 | 0 | 0.012 | 10 | 0.040033 | 0.0040033 | 100 | 30 | 30 | 0.040033 | 0.040033 | 0.01201 | 0.01201 | 30000 | 30000 | 12.01 | 12.01
NIST |  | 29.745 | 0.034 | 29.779 | 0.018 | 0.064 | 0.229 | 0 | 0 | 0.036 | 10 | 0.12103 | 0.012103 | 100 | 30 | 30 | 0.12103 | 0.12103 | 0.036309 | 0.036309 | 30000 | 30000 | 36.3086 | 36.3086
VSL |  | NA | NA | NA | NA | NA | NA | #VALUE! | #VALUE! | #VALUE! | 10 | #VALUE! | #VALUE! | #VALUE! | 30 | 30 | #VALUE! | #VALUE! | #VALUE! | #VALUE! | 30000 | 30000 | #VALUE! | #VALUE!
NO/N2 : 70 umol/mol
Laboratory | Cylinder | xi,ref (µmol/mol) | ui,ref (µmol/mol) | xi,lab (µmol/mol) | ui,lab (µmol/mol) | Di (µmol/mol) | U(Di) (µmol/mol) (k=2) | Agree with RV? | Deviation (µmol/mol) | Exp. U (µmol/mol) | Transition Point (µmol/mol) | Minimum Uncertainty(%) (>10umol/mol) | LB (µmol/mol) | Exp. U at LB (%) | LB (µmol/mol) | UB (µmol/mol) | Uncertainty at LB (%) | Uncertainty at UB (%) | Uncertainty at LB (µmol/mol) | Uncertainty at UB (µmol/mol) | LB (nmol/mol) | UB (nmol/mol) | Uncertainty at LB (nmol/mol) | Uncertainty at UB (nmol/mol)
BFKH |  | 70.62 | 0.123 | 70.05 | 0.24 | -0.57 | 0.539 | 1 | 0.57 | 1.2369 | 10 | 1.7515 | 0.17515 | 100 | 70 | 70 | 1.7515 | 1.7515 | 1.2261 | 1.2261 | 70000 | 70000 | 1226.0722 | 1226.0722
CERI |  | 68.771 | 0.144 | 68.76 | 0.11 | -0.011 | 0.362 | 0 | 0 | 0.22 | 10 | 0.3199 | 0.03199 | 100 | 70 | 70 | 0.3199 | 0.3199 | 0.22393 | 0.22393 | 70000 | 70000 | 223.9316 | 223.9316
GUM |  | 69.785 | 0.089 | 71.1 | 0.55 | 1.315 | 1.114 | 1 | 1.315 | 2.8508 | 10 | 4.0851 | 0.40851 | 100 | 70 | 70 | 4.0851 | 4.0851 | 2.8596 | 2.8596 | 70000 | 70000 | 2859.5547 | 2859.5547
KRISS |  | 69.864 | 0.069 | 70.085 | 0.161 | 0.221 | 0.35 | 0 | 0 | 0.322 | 10 | 0.4609 | 0.04609 | 100 | 70 | 70 | 0.4609 | 0.4609 | 0.32263 | 0.32263 | 70000 | 70000 | 322.6268 | 322.6268
LNE |  | 70.02 | 0.07 | 69.99 | 0.08 | -0.03 | 0.213 | 0 | 0 | 0.16 | 10 | 0.22851 | 0.022851 | 100 | 70 | 70 | 0.22851 | 0.22851 | 0.15995 | 0.15995 | 70000 | 70000 | 159.9543 | 159.9543
NIM |  | 69.905 | 0.064 | 69.9 | 0.175 | -0.005 | 0.372 | 0 | 0 | 0.35 | 10 | 0.50068 | 0.050068 | 100 | 70 | 70 | 0.50068 | 0.50068 | 0.35048 | 0.35048 | 70000 | 70000 | 350.4756 | 350.4756
NMIA |  | 69.953 | 0.052 | 69.98 | 0.155 | 0.027 | 0.327 | 0 | 0 | 0.31 | 10 | 0.44315 | 0.044315 | 100 | 70 | 70 | 0.44315 | 0.44315 | 0.31021 | 0.31021 | 70000 | 70000 | 310.2083 | 310.2083
NMISA |  | 69.93 | 0.066 | 70.09 | 0.105 | 0.16 | 0.249 | 0 | 0 | 0.21 | 10 | 0.3003 | 0.03003 | 100 | 70 | 70 | 0.3003 | 0.3003 | 0.21021 | 0.21021 | 70000 | 70000 | 210.2102 | 210.2102
NPL |  | 70.007 | 0.062 | 69.863 | 0.087 | -0.144 | 0.214 | 0 | 0 | 0.174 | 10 | 0.24855 | 0.024855 | 100 | 70 | 70 | 0.24855 | 0.24855 | 0.17398 | 0.17398 | 70000 | 70000 | 173.9826 | 173.9826
VNIMM |  | NA | NA | NA | NA | NA | NA | #VALUE! | #VALUE! | #VALUE! | 10 | #VALUE! | #VALUE! | #VALUE! | 70 | 70 | #VALUE! | #VALUE! | #VALUE! | #VALUE! | 70000 | 70000 | #VALUE! | #VALUE!
NIST |  | 70.354 | 0.076 | 70.401 | 0.176 | 0.047 | 0.383 | 0 | 0 | 0.352 | 10 | 0.50033 | 0.050033 | 100 | 70 | 70 | 0.50033 | 0.50033 | 0.35023 | 0.35023 | 70000 | 70000 | 350.2288 | 350.2288
VSL |  | 70.094 | 0.087 | 70.05 | 0.105 | -0.044 | 0.272 | 0 | 0 | 0.21 | 10 | 0.2996 | 0.02996 | 100 | 70 | 70 | 0.2996 | 0.2996 | 0.20972 | 0.20972 | 70000 | 70000 | 209.7184 | 209.7184
Table 7 : reference values and degrees of equivalence at the nominal mole fraction 30 μmol mol. *Value interpolated at the date of measurement (see section 9).
| Submitted or interpolated value |  | Reference value |  | Degree of equivalence | [5 empty] | Submitted or interpolated value |  | Reference value |  |  | Degree of equivalence
NMI | xi | u(xi) | xR,i | u(xR,i) | Di | U(Di) |  |  |  | NMI | xi | u(xi) | xR,i |  | u(xR,i) | Di |  | U(Di)
BFKH | 30.1 | 0.14 | 30.783 | 0.066 | -0.629 | 0.314 |  |  |  | BFKH | 30.1 | 0.14 | 30.783 |  | 0.066 | -0.629 |  | 0.314
CERI | 28.51 | 0.045 | 28.52 | 0.082 | -0.006 | 0.185 |  |  |  | CERI | 28.51 | 0.045 | 28.52 |  | 0.082 | -0.006 |  | 0.185
GUM | 30.5 | 0.3 | 29.852 | 0.096 | 0.681 | 0.63 |  |  |  | GUM | 30.5 | 0.3 | 29.852 |  | 0.096 | 0.681 |  | 0.63
KRISS | 30.014 | 0.1 | 29.966 | 0.094 | 0.083 | 0.274 |  |  |  | KRISS | 30.014 | 0.1 | 29.966 |  | 0.094 | 0.083 |  | 0.274
LNE | 30.211 | 0.034 | 30.286 | 0.065 | -0.032 | 0.152 |  |  |  | LNE | 30.211 | 0.034 | 30.286 |  | 0.065 | -0.032 |  | 0.152
NIM | 29.92 | 0.075 | 29.92 | 0.045 | 0.034 | 0.179 |  |  |  | NIM | 29.92 | 0.075 | 29.92 |  | 0.045 | 0.034 |  | 0.179
NMIA | 29.98 | 0.13 | 30.032 | 0.068 | -0.015 | 0.295 |  |  |  | NMIA | 29.98 | 0.13 | 30.032 |  | 0.068 | -0.015 |  | 0.295
NMISA | 30.24 | 0.085 | 30.235 | 0.068 | 0.047 | 0.221 |  |  |  | NMISA | 30.24 | 0.085 | 30.235 |  | 0.068 | 0.047 |  | 0.221
NPL | 29.927 | 0.03 | 30.049 | 0.054 | -0.085 | 0.154 |  |  |  | NPL | 29.927 | 0.03 | 30.049 |  | 0.054 | -0.085 |  | 0.154
VNIIM | 30.025 | 0.006 | 29.975 | 0.045 | 0.086 | 0.097 |  |  |  | VNIIM | 30.025 | 0.006 | 29.975 |  | 0.045 | 0.086 |  | 0.097
NIST | 29.779 | 0.018 | 29.745 | 0.034 | 0.064 | 0.229 |  |  |  | NIST | 29.779 | 0.018 | 29.745 |  | 0.034 | 0.064 |  | 0.229
VSL | NA | NA | NA | NA | NA | NA |  |  |  | VSL | NA | NA | NA |  | NA | NA |  | NA
Table 8 : reference values and degrees of equivalence at the nominal mole fraction 70 μmol mol. *Value interpolated at the date of measurement (see section 9).
| Submitted or interpolated value |  | Reference value |  | Degree of equivalence | [5 empty] | Submitted or interpolated value |  | Reference value |  |  |  | Degree of equivalence
NMI | xi | u(xi) | xR,i | u(xR,i) | Di | U(Di) |  |  |  | NMI | xi | u(xi) | xR,i |  | u(xR,i) |  | Di |  | U(Di)
BFKH | 70.05 | 0.24 | 70.62 | 0.123 | -0.57 | 0.539 |  |  |  | BFKH | 70.05 | 0.24 | 70.62 |  | 0.123 |  | -0.57 |  | 0.539
CERI | 68.76 | 0.11 | 68.771 | 0.144 | -0.011 | 0.362 |  |  |  | CERI | 68.76 | 0.11 | 68.771 |  | 0.144 |  | -0.011 |  | 0.362
GUM | 71.1 | 0.55 | 69.785 | 0.089 | 1.315 | 1.114 |  |  |  | GUM | 71.1 | 0.55 | 69.785 |  | 0.089 |  | 1.315 |  | 1.114
KRISS | 70.085 | 0.161 | 69.864 | 0.069 | 0.221 | 0.35 |  |  |  | KRISS | 70.085 | 0.161 | 69.864 |  | 0.069 |  | 0.221 |  | 0.35
LNE | 69.99 | 0.08 | 70.02 | 0.07 | -0.03 | 0.213 |  |  |  | LNE | 69.99 | 0.08 | 70.02 |  | 0.07 |  | -0.03 |  | 0.213
NIM | 69.9 | 0.175 | 69.905 | 0.064 | -0.005 | 0.372 |  |  |  | NIM | 69.9 | 0.175 | 69.905 |  | 0.064 |  | -0.005 |  | 0.372
NMIA | 69.98 | 0.155 | 69.953 | 0.052 | 0.027 | 0.327 |  |  |  | NMIA | 69.98 | 0.155 | 69.953 |  | 0.052 |  | 0.027 |  | 0.327
NMISA | 70.09 | 0.105 | 69.93 | 0.066 | 0.16 | 0.249 |  |  |  | NMISA | 70.09 | 0.105 | 69.93 |  | 0.066 |  | 0.16 |  | 0.249
NPL | 69.863 | 0.087 | 70.007 | 0.062 | -0.144 | 0.214 |  |  |  | NPL | 69.863 | 0.087 | 70.007 |  | 0.062 |  | -0.144 |  | 0.214
VNIMM | NA | NA | NA | NA | NA | NA |  |  |  | VNIMM | NA | NA | NA |  | NA |  | NA |  | NA
NIST | 70.401 | 0.176 | 70.354 | 0.076 | 0.047 | 0.383 |  |  |  | NIST | 70.401 | 0.176 | 70.354 |  | 0.076 |  | 0.047 |  | 0.383
VSL | 70.05 | 0.105 | 70.094 | 0.087 | -0.044 | 0.272 |  |  |  | VSL | 70.05 | 0.105 | 70.094 |  | 0.087 |  | -0.044 |  | 0.272

## K137
Calculations from K137 results
| 30 µmol mol-1 |  | 70 µmol mol-1
| U (% relative) | LB (µmol mol-1) | U (% relative) | LB (µmol mol-1)
BFKH | 4.1867 | 0.41867 | 1.7515 | 0.17515
CERI | 0.31557 | 0.031557 | 0.3199 | 0.03199
GUM | 4.9856 | 0.49856 | 4.0851 | 0.40851
KRISS | 0.66742 | 0.066742 | 0.4609 | 0.04609
LNE | 0.22453 | 0.022453 | 0.22851 | 0.022851
NIM | 0.50134 | 0.050134 | 0.50068 | 0.050068
NMIA | 0.86574 | 0.086574 | 0.44315 | 0.044315
NMISA | 0.56226 | 0.056226 | 0.3003 | 0.03003
NPL | 0.19967 | 0.019967 | 0.14284 | 0.014284
VNIIM | 0.0040033 | 0.00040033 | - | -
NIST | 0.12103 | 0.012103 | 0.18478 | 0.018478
VSL | - | - | 0.2996 | 0.02996
Table to be included in the report
Using data from 30 µmol mol-1 to support absolute regime and data from 70 µmol mol-1 to support relative regime
*To avoid a step change in the uncertainty from the absolute to the relative regime at 10 µmol mol-1 , the lower limit for the relative regime is fixed by the data from the comparison at 30 µmol mol-1 instread of 70 µmol mol-1.
This is a special case due to data being available from two different amount fractions.
| Absolute Regime |  |  |  | Relative Regime
| Amount Fraction (µmol mol-1) |  | Expanded Uncertainty (% Rel) |  | Amount Fraction (mmol mol-1) |  | Expanded Uncertainty (% Rel)
| From | To | From | To | From | To | From* | To
BFKH | 0.41867 | 10 | 100 | 4.1867 | 10 | 500 | 4.1867 | 1.7515
CERI | 0.031557 | 10 | 100 | 0.31557 | 10 | 500 | 0.31557 | 0.3199
GUM | 0.49856 | 10 | 100 | 4.9856 | 10 | 500 | 4.9856 | 4.0851
KRISS | 0.066742 | 10 | 100 | 0.66742 | 10 | 500 | 0.66742 | 0.4609
LNE | 0.022453 | 10 | 100 | 0.22453 | 10 | 500 | 0.22453 | 0.22851
NIM | 0.050134 | 10 | 100 | 0.50134 | 10 | 500 | 0.50134 | 0.50068
NMIA | 0.086574 | 10 | 100 | 0.86574 | 10 | 500 | 0.86574 | 0.44315
NMISA | 0.056226 | 10 | 100 | 0.56226 | 10 | 500 | 0.56226 | 0.3003
NPL | 0.019967 | 10 | 100 | 0.19967 | 10 | 500 | 0.19967 | 0.14284
VNIIM | 0.00040033 | 10 | 100 | 0.0040033 | additional evidence required
NIST | 0.012103 | 10 | 100 | 0.12103 | 10 | 500 | 0.12103 | 0.18478
VSL | additional evidence required |  |  |  | 10 | 500 | 0.2996 | 0.2996

## COOMET.QM-K76
COOMET.QM-K76 | [8 empty] | Transition Point | 10 | µmol/mol |  | Ver 1.1 (2021/12/22)
XXXXX in N2 at XXXX µmol/mol | [8 empty] | Transition Point 2 | 1 | µmol/mol |  | made by Takuya Shimosaka (NMIJ/AIST)
Please use this template at your own risk
Support to CMCs
Name of Target Analyte
Laboratory | Cylinder | xi,ref (µmol/mol) | ui,ref (µmol/mol) Standard Unc. | xi,lab (µmol/mol) | ui,lab (µmol/mol) Standard Unc. | Di (µmol/mol) | U(Di) (µmol/mol) (k=2) Expanded Unc. | Agree with RV? | Deviation (µmol/mol) | Exp. U (µmol/mol) | Transition Point (µmol/mol) | Min Unc at Transition Point (%) | Min Unc at Transition Point (µmol/mol) | Exp. U at LB (%) | LB (µmol/mol) | UB (µmol/mol) | Uncertainty at LB (%) Expanded Unc. | Uncertainty at UB (%) Expanded Unc. | Uncertainty at LB (µmol/mol) Expanded Unc. | Uncertainty at UB (µmol/mol) Expanded Unc. | LB (nmol/mol) | UB (nmol/mol) | Uncertainty at LB (nmol/mol) Expanded Unc. | Uncertainty at UB (nmol/mol) Expanded Unc.
VNIIM | D248475 | 100 | 0.071 | 100.1 | 0.1 | 0.1 | 0.25 | 0 | 0 | 0.2 | 10 | 0.2 | 0.02 | 100 | 1 | 1000 | 2 | 0.2 | 0.02 | 2 | 1000 | 1000000 | 20 | 2000
SMU | D248464 | 100.15 | 0.071 | 100.31 | 0.63 | 0.16 | 1.3 | 0 | 0 | 1.26 | 10 | 1.2581 | 0.12581 | 100 | 1 | 1000 | 12.5811 | 1.2581 | 0.12581 | 12.5811 | 1000 | 1000000 | 125.8113 | 12581.1283
Ukrmetrtestst andard | S198746 | 100.48 | 0.071 | 100.14 | 0.5 | -0.34 | 1 | 0 | 0 | 1 | 10 | 0.99522 | 0.099522 | 100 | 1 | 1000 | 9.9522 | 0.99522 | 0.099522 | 9.9522 | 1000 | 1000000 | 99.5223 | 9952.2293
BelGIM | S198760 | 100.74 | 0.071 | 100.14 | 0.56 | -0.6 | 1.1 | 0 | 0 | 1.12 | 10 | 1.1118 | 0.11118 | 100 | 1 | 1000 | 11.1177 | 1.1118 | 0.11118 | 11.1177 | 1000 | 1000000 | 111.1773 | 11117.7288
Table 2 -Results : umol/mol
Laboratory | Cylinder | xi,grav | ui,grav | ui,ver | ui,ref | xi,lab | ui,lab | Di | k | U(Di) | Di,rel | U(Di)rel
VNIIM | D248475 | 100 | 0.047 | 0.053 | 0.071 | 100.1 | 0.1 | 0.1 | 2 | 0.25 | 0.1 | 0.25
SMU | D248464 | 100.15 | 0.047 | 0.053 | 0.071 | 100.31 | 0.63 | 0.16 | 2 | 1.3 | 0.16 | 1.3
Ukrmetrtestst andard | S198746 | 100.48 | 0.047 | 0.053 | 0.071 | 100.14 | 0.5 | -0.34 | 2 | 1 | -0.34 | 1
BelGIM | S198760 | 100.74 | 0.047 | 0.053 | 0.071 | 100.14 | 0.56 | -0.6 | 2 | 1.1 | -0.6 | 1.1
Writer & Reviewer :
Put Amount Fraction Range in micro-mol/mol on yellow cells

## COOMET.QM-K111
COOMET.QM-K111 | [8 empty] | Transition Point | 10 | µmol/mol |  | Ver 1.1 (2021/12/22)
Propane in N2 at 1000 µmol/mol | [8 empty] | Transition Point 2 | 1 | µmol/mol |  | made by Takuya Shimosaka (NMIJ/AIST)
Please use this template at your own risk
Support to CMCs
Propane
Laboratory | Cylinder | xi,ref (µmol/mol) | ui,ref (µmol/mol) Standard Unc. | xi,lab (µmol/mol) | ui,lab (µmol/mol) Standard Unc. | Di (µmol/mol) | U(Di) (µmol/mol) (k=2) Expanded Unc. | Agree with RV? | Deviation (µmol/mol) | Exp. U (µmol/mol) | Transition Point (µmol/mol) | Min Unc at Transition Point (%) | Min Unc at Transition Point (µmol/mol) | Exp. U at LB (%) | LB (µmol/mol) | UB (µmol/mol) | Uncertainty at LB (%) Expanded Unc. | Uncertainty at UB (%) Expanded Unc. | Uncertainty at LB (µmol/mol) Expanded Unc. | Uncertainty at UB (µmol/mol) Expanded Unc. | LB (nmol/mol) | UB (nmol/mol) | Uncertainty at LB (nmol/mol) Expanded Unc. | Uncertainty at UB (nmol/mol) Expanded Unc.
BelGIM | D158049 | 1004.42 | 0.32 | 1000.7 | 1.2 | -3.7 | 2.5 | 1 | 3.72 | 7.8175 | 10 | 0.77831 | 0.077831 | 100 | 10 | 1000 | 0.77831 | 0.77831 | 0.077831 | 7.7831 | 10000 | 1000000 | 77.8312 | 7783.1174
KazInMetr | D158025 | 997.64 | 0.48 | 998.2 | 7.25 | 0.6 | 14.5 | 0 | 0 | 14.5 | 10 | 1.4534 | 0.14534 | 100 | 10 | 1000 | 1.4534 | 1.4534 | 0.14534 | 14.5343 | 10000 | 1000000 | 145.343 | 14534.301
Ukrmetrtest -standart | D158027 | 1003.7 | 0.3 | 1002.9 | 0.5 | -0.8 | 1.2 | 0 | 0 | 1 | 10 | 0.099631 | 0.0099631 | 100 | 10 | 1000 | 0.099631 | 0.099631 | 0.0099631 | 0.99631 | 10000 | 1000000 | 9.9631 | 996.3136
VNIIM | D158053 | 1005.16 | 0.31 | 1005.2 | 0.5 | 0.05 | 1.2 | 0 | 0 | 1 | 10 | 0.099487 | 0.0099487 | 100 | 10 | 1000 | 0.099487 | 0.099487 | 0.0099487 | 0.99487 | 10000 | 1000000 | 9.9487 | 994.8665
Table 4: Results of COOMET.QM-K111
Laboratory | Cylinder | xi,ref(umol/mol) | ui.prep | ui,ver | ui,ref | xi,lab | Ui,lab | ki,lab | di | k | U(di)
BelGIM | D158049 | 1004.42 | 0.17 | 0.28 | 0.32 | 1000.7 | 2.4 | 2 | -3.7 | 2 | 2.5
KazInMetr | D158025 | 997.64 | 0.13 | 0.46 | 0.48 | 998.2 | 14.5 | 2 | 0.6 | 2 | 14.5
Ukrmetrtest -standart | D158027 | 1003.7 | 0.13 | 0.27 | 0.3 | 1002.9 | 1 | 2 | -0.8 | 2 | 1.2
VNIIM | D158053 | 1005.16 | 0.13 | 0.28 | 0.31 | 1005.2 | 1 | 2 | 0.05 | 2 | 1.2
Writer & Reviewer :
Put Amount Fraction Range in micro-mol/mol on yellow cells

## EURAMET.QM-K26a
EURAMET.QM-K26a | [8 empty] | Transition Point | 10 | µmol/mol |  | Ver 1.1 (2021/12/22)
NO/N2 : | [8 empty] | Transition Point 2 | 1 | µmol/mol |  | made by Takuya Shimosaka (NMIJ/AIST)
Please use this template at your own risk
Support to CMCs
NO
Laboratory | Cylinder | xi,ref (µmol/mol) | ui,ref (µmol/mol) Standard Unc. | xi,lab (µmol/mol) | ui,lab (µmol/mol) Standard Unc. | Di (µmol/mol) | U(Di) (µmol/mol) (k=2) Expanded Unc. | Agree with RV? | Deviation (µmol/mol) | Exp. U (µmol/mol) | Transition Point (µmol/mol) | Min Unc at Transition Point (%) | Min Unc at Transition Point (µmol/mol) | Exp. U at LB (%) | LB (µmol/mol) | UB (µmol/mol) | Uncertainty at LB (%) Expanded Unc. | Uncertainty at UB (%) Expanded Unc. | Uncertainty at LB (µmol/mol) Expanded Unc. | Uncertainty at UB (µmol/mol) Expanded Unc. | LB (nmol/mol) | UB (nmol/mol) | Uncertainty at LB (nmol/mol) Expanded Unc. | Uncertainty at UB (nmol/mol) Expanded Unc.
VSL | 219509 | 0.43438 | 0.00085 | 0.4316 | 0.0018 | -0.00278 | 0.0039812 | 0 | 0 | 0.0036 | 0.43438 | 0.82877 | 0.0036 | 100 | 1 | 1000 | 0.82877 | 0.82877 | 0.0082877 | 8.2877 | 1000 | 1000000 | 8.2877 | 8287.6744
NPL | 219515 | 0.4445 | 0.00077 | 0.4441 | 0.00225 | -0.0004 | 0.0047562 | 0 | 0 | 0.0045 | 0.4445 | 1.0124 | 0.0045 | 100 | 1 | 1000 | 1.0124 | 1.0124 | 0.010124 | 10.1237 | 1000 | 1000000 | 10.1237 | 10123.7345
MKEH | 219516 | 0.44232 | 0.00111 | 0.4473 | 0.0064 | 0.00498 | 0.012991 | 0 | 0 | 0.0128 | 0.44232 | 2.8938 | 0.0128 | 100 | 1 | 1000 | 2.8938 | 2.8938 | 0.028938 | 28.9383 | 1000 | 1000000 | 28.9383 | 28938.3252
JRC | 219517 | 0.43723 | 0.00098 | 0.4429 | 0.0028 | 0.00567 | 0.0059331 | 0 | 0 | 0.0056 | 0.43723 | 1.2808 | 0.0056 | 100 | 1 | 1000 | 1.2808 | 1.2808 | 0.012808 | 12.8079 | 1000 | 1000000 | 12.8079 | 12807.9043
DWD | 219518 | 0.4617 | 0.00091 | 0.4684 | 0.0085 | 0.0067 | 0.017097 | 0 | 0 | 0.017 | 0.4617 | 3.682 | 0.017 | 100 | 1 | 1000 | 3.682 | 3.682 | 0.03682 | 36.8204 | 1000 | 1000000 | 36.8204 | 36820.4462
UBA (D) | 219519 | 0.43852 | 0.00085 | 0.4391 | 0.0034 | 0.00058 | 0.0070093 | 0 | 0 | 0.0068 | 0.43852 | 1.5507 | 0.0068 | 100 | 1 | 1000 | 1.5507 | 1.5507 | 0.015507 | 15.5067 | 1000 | 1000000 | 15.5067 | 15506.7044
GUM | 219520 | 0.43036 | 0.00117 | 0.4394 | 0.0044 | 0.00904 | 0.0091058 | 0 | 0 | 0.0088 | 0.43036 | 2.0448 | 0.0088 | 100 | 1 | 1000 | 2.0448 | 2.0448 | 0.020448 | 20.448 | 1000 | 1000000 | 20.448 | 20447.997
BEV/EAA | 219522 | 0.45316 | 0.00093 | 0.4553 | 0.00435 | 0.00214 | 0.0088966 | 0 | 0 | 0.0087 | 0.45316 | 1.9199 | 0.0087 | 100 | 1 | 1000 | 1.9199 | 1.9199 | 0.019199 | 19.1985 | 1000 | 1000000 | 19.1985 | 19198.5171
METAS | 219523 | 0.45524 | 0.00083 | 0.4575 | 0.001 | 0.00226 | 0.0025992 | 0 | 0 | 0.002 | 0.45524 | 0.43933 | 0.002 | 100 | 1 | 1000 | 0.43933 | 0.43933 | 0.0043933 | 4.3933 | 1000 | 1000000 | 4.3933 | 4393.2871
FMI | 219524 | 0.4406 | 0.00094 | 0.4504 | 0.0034 | 0.0098 | 0.0070551 | 1 | 0.0098 | 0.020746 | 0.4406 | 4.7086 | 0.020746 | 100 | 1 | 1000 | 4.7086 | 4.7086 | 0.047086 | 47.086 | 1000 | 1000000 | 47.086 | 47085.9827
LNE | 219529 | 0.44553 | 0.00085 | 0.4432 | 0.00225 | -0.00233 | 0.0048104 | 0 | 0 | 0.0045 | 0.44553 | 1.01 | 0.0045 | 100 | 1 | 1000 | 1.01 | 1.01 | 0.0101 | 10.1003 | 1000 | 1000000 | 10.1003 | 10100.3299
BAM | 219530 | 0.43802 | 0.00082 | 0.4355 | 0.0068 | -0.00252 | 0.013699 | 0 | 0 | 0.0136 | 0.43802 | 3.1049 | 0.0136 | 100 | 1 | 1000 | 3.1049 | 3.1049 | 0.031049 | 31.0488 | 1000 | 1000000 | 31.0488 | 31048.8106
CHMI | 221863 | 0.46631 | 0.00087 | 0.4696 | 0.002 | 0.00329 | 0.0043621 | 0 | 0 | 0.004 | 0.46631 | 0.8578 | 0.004 | 100 | 1 | 1000 | 0.8578 | 0.8578 | 0.008578 | 8.578 | 1000 | 1000000 | 8.578 | 8577.9846
SMU | 221864 | 0.42721 | 0.00081 | 0.4544 | 0.0058 | 0.02719 | 0.011713 | 1 | 0.02719 | 0.055603 | 0.42721 | 13.0155 | 0.055603 | 100 | 1 | 1000 | 13.0155 | 13.0155 | 0.13015 | 130.1549 | 1000 | 1000000 | 130.1549 | 130154.8576
INRIM | 221882 | 0.45768 | 0.00087 | 0.4777 | 0.004 | 0.02002 | 0.008187 | 1 | 0.02002 | 0.040831 | 0.45768 | 8.9214 | 0.040831 | 100 | 1 | 1000 | 8.9214 | 8.9214 | 0.089214 | 89.2138 | 1000 | 1000000 | 89.2138 | 89213.8177
nmol/mol
NMI | Standard Identifier | Date of Participant Measurement | SubmittedResult | Expanded Uncertainty |  |  | Table 2 Estimated drift, m,-, for each travelling standard and estimated amount fraction, Zi0, at time tj0 when analysed by the participating laboratory (corresponds toy-intercept Figure 5).
[7 empty] | Standard Identifier | Estimated Drift m,- [nmo l.mor 1 .day'1 J | Standard Error of m; I nmo l.mor1 .day'1 J | Z;o [nmol.mor1 1 | u(Z;o) (nmol.mor 1 1
VSL | 219509 | 2012-05-26 | 431.6 | 3.6 |  |  | 219509 | -0.01705 | 0.00485 | 434.38 | 0.85
NPL | 219515 | 2012-06-28 | 444.1 | 4.5 |  |  | 219515 | -0.01405 | 0.00412 | 444.5 | 0.77
MKEH | 219516 | 21 / 06 / 2 012 | 447.3 | 12.8 |  |  | 219516 | -0.03673 | 0.00558 | 442.32 | 1.11
JRC | 219517 | 2012-04-06 | 442.9 | 5.6 |  |  | 219517 | -0.01468 | 0.00615 | 437.23 | 0.98
DWD | 219518 | 2012-05-07 | 468.4 | 17 |  |  | 219518 | -0.04997 | 0.00473 | 461.7 | 0.91
UBA (D) | 219519 | 2012-04-25 | 439.1 | 6.8 |  |  | 219519 | -0.01825 | 0.00513 | 438.52 | 0.85
GUM | 219520 | 16 /04/2012 | 439.4 | 8.8 |  |  | 219520 | -0.00551 | 0.007 | 430.36 | 1.17
BEV/EAA | 219522 | 2012-05-14 | 455.3 | 8.7 |  |  | 219522 | -0.04461 | 0.00525 | 453.16 | 0.93
METAS | 219523 | 2012-04-10 | 457.5 | 2 |  |  | 219523 | -0.04342 | 0.00466 | 455.24 | 0.83
FMI | 219524 | 2012-06-07 | 450.4 | 6.8 |  |  | 219524 | -0.02936 | 0.00506 | 440.6 | 0.94
LNE | 219529 | 2012-04-07 | 443.2 | 4.5 |  |  | 219529 | -0.01126 | 0.00507 | 445.53 | 0.85
BAM | 219530 | 2012-06-07 | 435.5 | 13.6 |  |  | 219530 | -0.01989 | 0.00483 | 438.02 | 0.82
CHMI | 221863 | 2012-04-15 | 469.6 | 4 |  |  | 221863 | -0.03646 | 0.00511 | 466.31 | 0.87
SMU | 221864 | 2012-04-24 | 454.4 | 11.6 |  |  | 221864 | -0.01583 | 0.00456 | 427.21 | 0.81
INRIM | 221882 | 2012-05-13 | 477.7 | 8 |  |  | 221882 | -0.02758 | 0.00459 | 457.68 | 0.87
Writer & Reviewer :
Put Amount Fraction Range in micro-mol/mol on yellow cells

## EURAMET.QM-K111
EURAMET.QM-K111 | [8 empty] | Transition Point | 10 | µmol/mol |  | Ver 1.1 (2021/12/22)
C3H8 in N2 at 1000 umol/mol | [8 empty] | Transition Point 2 | 1 | µmol/mol |  | made by Takuya Shimosaka (NMIJ/AIST)
Please use this template at your own risk
Support to CMCs
Propane
Laboratory | Cylinder | xi,ref (µmol/mol) | ui,ref (µmol/mol) Standard Unc. | xi,lab (µmol/mol) | ui,lab (µmol/mol) Standard Unc. | Di (µmol/mol) | U(Di) (µmol/mol) (k=2) Expanded Unc. | Agree with RV? | Deviation (µmol/mol) | Exp. U (µmol/mol) | Transition Point (µmol/mol) | Min Unc at Transition Point (%) | Min Unc at Transition Point (µmol/mol) | Exp. U at LB (%) | LB (µmol/mol) | UB (µmol/mol) | Uncertainty at LB (%) Expanded Unc. | Uncertainty at UB (%) Expanded Unc. | Uncertainty at LB (µmol/mol) Expanded Unc. | Uncertainty at UB (µmol/mol) Expanded Unc. | LB (nmol/mol) | UB (nmol/mol) | Uncertainty at LB (nmol/mol) Expanded Unc. | Uncertainty at UB (nmol/mol) Expanded Unc.
MKEH | 153259 | 993.15 | 0.44 | 1000.8 | 3.4 | 7.6 | 6.9 | 1 | 7.65 | 16.7431 | 10 | 1.6859 | 0.16859 | 100 | 1 | 1000 | 16.8585 | 1.6859 | 0.16859 | 16.8585 | 1000 | 1000000 | 168.5854 | 16858.5393
METAS | 153322 | 993.69 | 0.44 | 996 | 2 | 2.3 | 4.1 | 0 | 0 | 4 | 10 | 0.40254 | 0.040254 | 100 | 1 | 1000 | 4.0254 | 0.40254 | 0.040254 | 4.0254 | 1000 | 1000000 | 40.254 | 4025.4003
VSL | 153513 | 993.4 | 0.44 | 993.4 | 0.35 | 0 | 1.1 | 0 | 0 | 0.7 | 10 | 0.070465 | 0.0070465 | 100 | 1 | 1000 | 0.70465 | 0.070465 | 0.0070465 | 0.70465 | 1000 | 1000000 | 7.0465 | 704.6507
IPQ | 153743 | 991.72 | 0.44 | 999.4 | 3.7374 | 7.7 | 7.5 | 1 | 7.68 | 17.0822 | 10 | 1.7225 | 0.17225 | 100 | 1 | 1000 | 17.2248 | 1.7225 | 0.17225 | 17.2248 | 1000 | 1000000 | 172.2482 | 17224.8184
LNE | 153769 | 991.01 | 0.44 | 991.1 | 0.9 | 0.1 | 2 | 0 | 0 | 1.8 | 10 | 0.18163 | 0.018163 | 100 | 1 | 1000 | 1.8163 | 0.18163 | 0.018163 | 1.8163 | 1000 | 1000000 | 18.1633 | 1816.3288
CEM | 153885 | 993.04 | 0.44 | 992 | 1.5 | -1 | 3.1 | 0 | 0 | 3 | 10 | 0.3021 | 0.03021 | 100 | 1 | 1000 | 3.021 | 0.3021 | 0.03021 | 3.021 | 1000 | 1000000 | 30.2103 | 3021.0263
BAM | 153929 | 989.47 | 0.44 | 987.4 | 2.3 | -2.1 | 4.7 | 0 | 0 | 4.6 | 10 | 0.4649 | 0.04649 | 100 | 1 | 1000 | 4.649 | 0.4649 | 0.04649 | 4.649 | 1000 | 1000000 | 46.4895 | 4648.9535
GUM | 153933 | 991.07 | 0.44 | 993 | 2 | 1.9 | 4.1 | 0 | 0 | 4 | 10 | 0.4036 | 0.04036 | 100 | 1 | 1000 | 4.036 | 0.4036 | 0.04036 | 4.036 | 1000 | 1000000 | 40.3604 | 4036.0419
UME | 178727 | 991.53 | 0.44 | 991.06 | 0.875 | -0.5 | 2 | 0 | 0 | 1.75 | 10 | 0.17649 | 0.017649 | 100 | 1 | 1000 | 1.7649 | 0.17649 | 0.017649 | 1.7649 | 1000 | 1000000 | 17.6495 | 1764.9491
Laboratory | Cylinder | xprep | uprep | uver | uref | xlab | Ulab | klab | di | k | U(di)
MKEH | 153259 | 993.15 | 0.26 | 0.35 | 0.44 | 1000.8 | 6.8 | 2 | 7.6 | 2 | 6.9
METAS | 153322 | 993.69 | 0.27 | 0.35 | 0.44 | 996 | 4 | 2 | 2.3 | 2 | 4.1
VSL | 153513 | 993.4 | 0.27 | 0.35 | 0.44 | 993.4 | 0.7 | 2 | 0 | 2 | 1.1
IPQ | 153743 | 991.72 | 0.26 | 0.35 | 0.44 | 999.4 | 7.4 | 1.98 | 7.7 | 2 | 7.5
LNE | 153769 | 991.01 | 0.27 | 0.35 | 0.44 | 991.1 | 1.8 | 2 | 0.1 | 2 | 2
CEM | 153885 | 993.04 | 0.27 | 0.35 | 0.44 | 992 | 3 | 2 | -1 | 2 | 3.1
BAM | 153929 | 989.47 | 0.26 | 0.35 | 0.44 | 987.4 | 4.6 | 2 | -2.1 | 2 | 4.7
GUM | 153933 | 991.07 | 0.26 | 0.35 | 0.44 | 993 | 4 | 2 | 1.9 | 2 | 4.1
UME | 178727 | 991.53 | 0.26 | 0.35 | 0.44 | 991.06 | 1.75 | 2 | -0.5 | 2 | 2
Writer & Reviewer :
Put Amount Fraction Range in micro-mol/mol on yellow cells